## control_config
parameter | value
VOLTAGE_MIN_PU | 0.9
TARGET_VOLTAGE_PU | 1
VOLTAGE_MAX_PU | 1.1
U_MIN_ALLOWED_OBJ | 0.95
U_MAX_ALLOWED_OBJ | 1.05
LOADING_MAX_PERCENT | 100
P_STORAGE_TOTAL_MAX_KW | 90
P_STORAGE_PHASE_MAX_KW | 30
ALLOW_STORAGE_CHARGE | TRUE
ALLOW_STORAGE_DISCHARGE | TRUE
KEEP_INITIAL_STORAGE_Q | TRUE
NONCONVERGENCE_PENALTY | 1000000
PSO_N_PARTICLES | 3
PSO_N_ITER | 3
W_CRIT_U | 0.3
W_CRIT_VU | 0.25
W_CRIT_L | 0.3
W_CRIT_PEN | 0.1
W_CRIT_CTRL | 0.05
W_TRAFO_EXP | 0.3
W_TRAFO_I | 0.2
W_TRAFO_IMP | 0.1
W_TRAFO_ULIM | 0.15
W_TRAFO_L | 0.15
W_TRAFO_CTRL | 0.1
PSO_W | 0.7
PSO_C1 | 1.5
PSO_C2 | 1.5
PSO_RANDOM_SEED | 42

## inputs_loads
name | type | P1_kW | P2_kW | P3_kW | Q1_kvar | Q2_kvar | Q3_kvar
LD10 | load | 0.8 | 0.8 | 0.8 | 0.26295 | 0.26295 | 0.26295
LD102 | load | 1 | 0 | 0 | 0.32868 | 0 | 0
LD103 | load | 0.8 | 0.8 | 0.8 | 0.26295 | 0.26295 | 0.26295
LD104 | load | 0 | 1 | 0 | 0 | 0.32868 | 0
LD106 | load | 0 | 1 | 0 | 0 | 0.32868 | 0
LD107 | load | 0.8 | 0.8 | 0.8 | 0.26295 | 0.26295 | 0.26295
LD11 | load | 0 | 1 | 0 | 0 | 0.32868 | 0
LD110 | load | 1 | 0 | 0 | 0.32868 | 0 | 0
LD112 | load | 0.8 | 0.8 | 0.8 | 0.26295 | 0.26295 | 0.26295
LD113 | load | 0 | 1 | 0 | 0 | 0.32868 | 0
LD114 | load | 0.8 | 0.8 | 0.8 | 0.26295 | 0.26295 | 0.26295
LD115 | load | 0 | 1 | 0 | 0 | 0.32868 | 0
LD116 | load | 0.8 | 0.8 | 0.8 | 0.26295 | 0.26295 | 0.26295
LD12 | load | 0.8 | 0.8 | 0.8 | 0.26295 | 0.26295 | 0.26295
LD13 | load | 0.8 | 0.8 | 0.8 | 0.26295 | 0.26295 | 0.26295
LD21 | load | 0.8 | 0.8 | 0.8 | 0.26295 | 0.26295 | 0.26295
LD25 | load | 0 | 1 | 0 | 0 | 0.32868 | 0
LD26 | load | 0.8 | 0.8 | 0.8 | 0.26295 | 0.26295 | 0.26295
LD29 | load | 0 | 1 | 0 | 0 | 0.32868 | 0
LD30 | load | 0 | 1 | 0 | 0 | 0.32868 | 0
LD33 | load | 1 | 0 | 0 | 0.32868 | 0 | 0
LD34 | load | 1 | 0 | 0 | 0.32868 | 0 | 0
LD37 | load | 0.8 | 0.8 | 0.8 | 0.26295 | 0.26295 | 0.26295
LD39 | load | 0.8 | 0.8 | 0.8 | 0.26295 | 0.26295 | 0.26295
LD40 | load | 0 | 1 | 0 | 0 | 0.32868 | 0
LD42 | load | 0.8 | 0.8 | 0.8 | 0.26295 | 0.26295 | 0.26295
LD45 | load | 0 | 1 | 0 | 0 | 0.32868 | 0
LD46 | load | 0.8 | 0.8 | 0.8 | 0.26295 | 0.26295 | 0.26295
LD47 | load | 0 | 1 | 0 | 0 | 0.32868 | 0
LD49 | load | 1 | 0 | 0 | 0.32868 | 0 | 0
LD5 | load | 0 | 1 | 0 | 0 | 0.32868 | 0
LD50 | load | 0.8 | 0.8 | 0.8 | 0.26295 | 0.26295 | 0.26295
LD52 | load | 0 | 1 | 0 | 0 | 0.32868 | 0
LD54 | load | 0.8 | 0.8 | 0.8 | 0.26295 | 0.26295 | 0.26295
LD57 | load | 0.8 | 0.8 | 0.8 | 0.26295 | 0.26295 | 0.26295
LD60 | load | 0.8 | 0.8 | 0.8 | 0.26295 | 0.26295 | 0.26295
LD62 | load | 0 | 1 | 0 | 0 | 0.32868 | 0
LD64 | load | 0 | 1 | 0 | 0 | 0.32868 | 0
LD66 | load | 0 | 1 | 0 | 0 | 0.32868 | 0
LD67 | load | 1 | 0 | 0 | 0.32868 | 0 | 0
LD7 | load | 1 | 0 | 0 | 0.32868 | 0 | 0
LD72 | load | 0.8 | 0.8 | 0.8 | 0.26295 | 0.26295 | 0.26295
LD73 | load | 0.8 | 0.8 | 0.8 | 0.26295 | 0.26295 | 0.26295
LD75 | load | 0.8 | 0.8 | 0.8 | 0.26295 | 0.26295 | 0.26295
LD76 | load | 0 | 1 | 0 | 0 | 0.32868 | 0
LD77 | load | 1 | 0 | 0 | 0.32868 | 0 | 0
LD80 | load | 0.8 | 0.8 | 0.8 | 0.26295 | 0.26295 | 0.26295
LD81 | load | 0 | 1 | 0 | 0 | 0.32868 | 0
LD83 | load | 0 | 1 | 0 | 0 | 0.32868 | 0
LD87 | load | 0.8 | 0.8 | 0.8 | 0.26295 | 0.26295 | 0.26295
LD88 | load | 0 | 1 | 0 | 0 | 0.32868 | 0
LD93 | load | 0.8 | 0.8 | 0.8 | 0.26295 | 0.26295 | 0.26295
LD95 | load | 1 | 0 | 0 | 0.32868 | 0 | 0
LD96 | load | 0.8 | 0.8 | 0.8 | 0.26295 | 0.26295 | 0.26295
LD97 | load | 1 | 0 | 0 | 0.32868 | 0 | 0

## inputs_pv
name | type | P_kW | Q_kvar | Smax_kVA | control_mode
PV102F1 | pv | 0 | 0 | 0 | to_be_set_qvchar
PV102F2 | pv | 0 | 0 | 0 | to_be_set_qvchar
PV102F3 | pv | 0 | 0 | 0 | to_be_set_qvchar
PV103F1 | pv | 1.76 | 0 | 0 | to_be_set_qvchar
PV103F2 | pv | 1.76 | 0 | 0 | to_be_set_qvchar
PV103F3 | pv | 1.76 | 0 | 0 | to_be_set_qvchar
PV104F1 | pv | 1.76 | 0 | 0 | to_be_set_qvchar
PV104F2 | pv | 1.76 | 0 | 0 | to_be_set_qvchar
PV104F3 | pv | 1.76 | 0 | 0 | to_be_set_qvchar
PV106F1 | pv | 0 | 0 | 0 | to_be_set_qvchar
PV106F2 | pv | 0 | 0 | 0 | to_be_set_qvchar
PV106F3 | pv | 0 | 0 | 0 | to_be_set_qvchar
PV107F1 | pv | 1.76 | 0 | 0 | to_be_set_qvchar
PV107F2 | pv | 1.76 | 0 | 0 | to_be_set_qvchar
PV107F3 | pv | 1.76 | 0 | 0 | to_be_set_qvchar
PV10F1 | pv | 0 | 0 | 0 | to_be_set_qvchar
PV10F2 | pv | 0 | 0 | 0 | to_be_set_qvchar
PV10F3 | pv | 0 | 0 | 0 | to_be_set_qvchar
PV110F1 | pv | 0 | 0 | 0 | to_be_set_qvchar
PV110F2 | pv | 0 | 0 | 0 | to_be_set_qvchar
PV110F3 | pv | 0 | 0 | 0 | to_be_set_qvchar
PV112F1 | pv | 1.76 | 0 | 0 | to_be_set_qvchar
PV112F2 | pv | 1.76 | 0 | 0 | to_be_set_qvchar
PV112F3 | pv | 1.76 | 0 | 0 | to_be_set_qvchar
PV113F1 | pv | 0 | 0 | 0 | to_be_set_qvchar
PV113F2 | pv | 0 | 0 | 0 | to_be_set_qvchar
PV113F3 | pv | 2 | 0 | 0 | to_be_set_qvchar
PV114F1 | pv | 0 | 0 | 0 | to_be_set_qvchar
PV114F2 | pv | 0 | 0 | 0 | to_be_set_qvchar
PV114F3 | pv | 0 | 0 | 0 | to_be_set_qvchar
PV115F1 | pv | 1.76 | 0 | 0 | to_be_set_qvchar
PV115F2 | pv | 1.76 | 0 | 0 | to_be_set_qvchar
PV115F3 | pv | 1.76 | 0 | 0 | to_be_set_qvchar
PV116F1 | pv | 0 | 0 | 0 | to_be_set_qvchar
PV116F2 | pv | 0 | 0 | 0 | to_be_set_qvchar
PV116F3 | pv | 0 | 0 | 0 | to_be_set_qvchar
PV11F1 | pv | 0 | 0 | 0 | to_be_set_qvchar
PV11F2 | pv | 0 | 0 | 0 | to_be_set_qvchar
PV11F3 | pv | 0 | 0 | 0 | to_be_set_qvchar
PV12F1 | pv | 0 | 0 | 0 | to_be_set_qvchar
PV12F2 | pv | 0 | 0 | 0 | to_be_set_qvchar
PV12F3 | pv | 0 | 0 | 0 | to_be_set_qvchar
PV13F1 | pv | 1.76 | 0 | 0 | to_be_set_qvchar
PV13F2 | pv | 1.76 | 0 | 0 | to_be_set_qvchar
PV13F3 | pv | 1.76 | 0 | 0 | to_be_set_qvchar
PV21F1 | pv | 0 | 0 | 0 | to_be_set_qvchar
PV21F2 | pv | 0 | 0 | 0 | to_be_set_qvchar
PV21F3 | pv | 2 | 0 | 0 | to_be_set_qvchar
PV25F1 | pv | 0 | 0 | 0 | to_be_set_qvchar
PV25F2 | pv | 0 | 0 | 0 | to_be_set_qvchar
PV25F3 | pv | 0 | 0 | 0 | to_be_set_qvchar
PV26F1 | pv | 1.76 | 0 | 0 | to_be_set_qvchar
PV26F2 | pv | 1.76 | 0 | 0 | to_be_set_qvchar
PV26F3 | pv | 1.76 | 0 | 0 | to_be_set_qvchar
PV29F1 | pv | 0 | 0 | 0 | to_be_set_qvchar
PV29F2 | pv | 0 | 0 | 0 | to_be_set_qvchar
PV29F3 | pv | 0 | 0 | 0 | to_be_set_qvchar
PV30F1 | pv | 0 | 0 | 0 | to_be_set_qvchar
PV30F2 | pv | 0 | 0 | 0 | to_be_set_qvchar
PV30F3 | pv | 0 | 0 | 0 | to_be_set_qvchar
PV33F1 | pv | 1.76 | 0 | 0 | to_be_set_qvchar
PV33F2 | pv | 1.76 | 0 | 0 | to_be_set_qvchar
PV33F3 | pv | 1.76 | 0 | 0 | to_be_set_qvchar
PV34F1 | pv | 0 | 0 | 0 | to_be_set_qvchar
PV34F2 | pv | 0 | 0 | 0 | to_be_set_qvchar
PV34F3 | pv | 0 | 0 | 0 | to_be_set_qvchar
PV37F1 | pv | 1.76 | 0 | 0 | to_be_set_qvchar
PV37F2 | pv | 1.76 | 0 | 0 | to_be_set_qvchar
PV37F3 | pv | 1.76 | 0 | 0 | to_be_set_qvchar
PV39F1 | pv | 0 | 0 | 0 | to_be_set_qvchar
PV39F2 | pv | 0 | 0 | 0 | to_be_set_qvchar
PV39F3 | pv | 0 | 0 | 0 | to_be_set_qvchar
PV40F1 | pv | 1.76 | 0 | 0 | to_be_set_qvchar
PV40F2 | pv | 1.76 | 0 | 0 | to_be_set_qvchar
PV40F3 | pv | 1.76 | 0 | 0 | to_be_set_qvchar
PV42F1 | pv | 0 | 0 | 0 | to_be_set_qvchar
PV42F2 | pv | 0 | 0 | 0 | to_be_set_qvchar
PV42F3 | pv | 0 | 0 | 0 | to_be_set_qvchar
PV45F1 | pv | 0 | 0 | 0 | to_be_set_qvchar
PV45F2 | pv | 0 | 0 | 0 | to_be_set_qvchar
PV45F3 | pv | 0 | 0 | 0 | to_be_set_qvchar
PV46F1 | pv | 1.76 | 0 | 0 | to_be_set_qvchar
PV46F2 | pv | 1.76 | 0 | 0 | to_be_set_qvchar
PV46F3 | pv | 1.76 | 0 | 0 | to_be_set_qvchar
PV47F1 | pv | 0 | 0 | 0 | to_be_set_qvchar
PV47F2 | pv | 0 | 0 | 0 | to_be_set_qvchar
PV47F3 | pv | 0 | 0 | 0 | to_be_set_qvchar
PV49F1 | pv | 1.76 | 0 | 0 | to_be_set_qvchar
PV49F2 | pv | 1.76 | 0 | 0 | to_be_set_qvchar
PV49F3 | pv | 1.76 | 0 | 0 | to_be_set_qvchar
PV50F1 | pv | 0 | 0 | 0 | to_be_set_qvchar
PV50F2 | pv | 0 | 0 | 0 | to_be_set_qvchar
PV50F3 | pv | 2 | 0 | 0 | to_be_set_qvchar
PV52F1 | pv | 0 | 0 | 0 | to_be_set_qvchar
PV52F2 | pv | 0 | 0 | 0 | to_be_set_qvchar
PV52F3 | pv | 0 | 0 | 0 | to_be_set_qvchar
PV54F1 | pv | 1.76 | 0 | 0 | to_be_set_qvchar
PV54F2 | pv | 1.76 | 0 | 0 | to_be_set_qvchar
PV54F3 | pv | 1.76 | 0 | 0 | to_be_set_qvchar
PV57F1 | pv | 0 | 0 | 0 | to_be_set_qvchar
PV57F2 | pv | 0 | 0 | 0 | to_be_set_qvchar
PV57F3 | pv | 0 | 0 | 0 | to_be_set_qvchar
PV5F1 | pv | 1.76 | 0 | 0 | to_be_set_qvchar
PV5F2 | pv | 1.76 | 0 | 0 | to_be_set_qvchar
PV5F3 | pv | 1.76 | 0 | 0 | to_be_set_qvchar
PV60F1 | pv | 1.76 | 0 | 0 | to_be_set_qvchar
PV60F2 | pv | 1.76 | 0 | 0 | to_be_set_qvchar
PV60F3 | pv | 1.76 | 0 | 0 | to_be_set_qvchar
PV62F1 | pv | 1.76 | 0 | 0 | to_be_set_qvchar
PV62F2 | pv | 1.76 | 0 | 0 | to_be_set_qvchar
PV62F3 | pv | 1.76 | 0 | 0 | to_be_set_qvchar
PV64F1 | pv | 0 | 0 | 0 | to_be_set_qvchar
PV64F2 | pv | 0 | 0 | 0 | to_be_set_qvchar
PV64F3 | pv | 0 | 0 | 0 | to_be_set_qvchar
PV66F1 | pv | 1.76 | 0 | 0 | to_be_set_qvchar
PV66F2 | pv | 1.76 | 0 | 0 | to_be_set_qvchar
PV66F3 | pv | 1.76 | 0 | 0 | to_be_set_qvchar
PV67F1 | pv | 0 | 0 | 0 | to_be_set_qvchar
PV67F2 | pv | 0 | 0 | 0 | to_be_set_qvchar
PV67F3 | pv | 0 | 0 | 0 | to_be_set_qvchar
PV72F1 | pv | 1.76 | 0 | 0 | to_be_set_qvchar
PV72F2 | pv | 1.76 | 0 | 0 | to_be_set_qvchar
PV72F3 | pv | 1.76 | 0 | 0 | to_be_set_qvchar
PV73F1 | pv | 0 | 0 | 0 | to_be_set_qvchar
PV73F2 | pv | 0 | 0 | 0 | to_be_set_qvchar
PV73F3 | pv | 2 | 0 | 0 | to_be_set_qvchar
PV75F1 | pv | 0 | 0 | 0 | to_be_set_qvchar
PV75F2 | pv | 0 | 0 | 0 | to_be_set_qvchar
PV75F3 | pv | 0 | 0 | 0 | to_be_set_qvchar
PV76F1 | pv | 1.76 | 0 | 0 | to_be_set_qvchar
PV76F2 | pv | 1.76 | 0 | 0 | to_be_set_qvchar
PV76F3 | pv | 1.76 | 0 | 0 | to_be_set_qvchar
PV77F1 | pv | 0 | 0 | 0 | to_be_set_qvchar
PV77F2 | pv | 0 | 0 | 0 | to_be_set_qvchar
PV77F3 | pv | 0 | 0 | 0 | to_be_set_qvchar
PV7F1 | pv | 1.76 | 0 | 0 | to_be_set_qvchar
PV7F2 | pv | 1.76 | 0 | 0 | to_be_set_qvchar
PV7F3 | pv | 1.76 | 0 | 0 | to_be_set_qvchar
PV80F1 | pv | 1.76 | 0 | 0 | to_be_set_qvchar
PV80F2 | pv | 1.76 | 0 | 0 | to_be_set_qvchar
PV80F3 | pv | 1.76 | 0 | 0 | to_be_set_qvchar
PV81F1 | pv | 1.76 | 0 | 0 | to_be_set_qvchar
PV81F2 | pv | 1.76 | 0 | 0 | to_be_set_qvchar
PV81F3 | pv | 1.76 | 0 | 0 | to_be_set_qvchar
PV83F1 | pv | 0 | 0 | 0 | to_be_set_qvchar
PV83F2 | pv | 0 | 0 | 0 | to_be_set_qvchar
PV83F3 | pv | 0 | 0 | 0 | to_be_set_qvchar
PV87F1 | pv | 1.76 | 0 | 0 | to_be_set_qvchar
PV87F2 | pv | 1.76 | 0 | 0 | to_be_set_qvchar
PV87F3 | pv | 1.76 | 0 | 0 | to_be_set_qvchar
PV88F1 | pv | 0 | 0 | 0 | to_be_set_qvchar
PV88F2 | pv | 0 | 0 | 0 | to_be_set_qvchar
PV88F3 | pv | 0 | 0 | 0 | to_be_set_qvchar
PV93F1 | pv | 1.76 | 0 | 0 | to_be_set_qvchar
PV93F2 | pv | 1.76 | 0 | 0 | to_be_set_qvchar
PV93F3 | pv | 1.76 | 0 | 0 | to_be_set_qvchar
PV95F1 | pv | 0 | 0 | 0 | to_be_set_qvchar
PV95F2 | pv | 0 | 0 | 0 | to_be_set_qvchar
PV95F3 | pv | 2 | 0 | 0 | to_be_set_qvchar
PV96F1 | pv | 0 | 0 | 0 | to_be_set_qvchar
PV96F2 | pv | 0 | 0 | 0 | to_be_set_qvchar
PV96F3 | pv | 0 | 0 | 0 | to_be_set_qvchar
PV97F1 | pv | 1.76 | 0 | 0 | to_be_set_qvchar
PV97F2 | pv | 1.76 | 0 | 0 | to_be_set_qvchar
PV97F3 | pv | 1.76 | 0 | 0 | to_be_set_qvchar

## inputs_other_generators
name | type | P_kW | Q_kvar
ES100F1 | StatGen | 0 | 0
ES100F2 | StatGen | 0 | 0
ES100F3 | StatGen | 0 | 0
ES101F1 | StatGen | 0 | 0
ES101F2 | StatGen | 0 | 0
ES101F3 | StatGen | 0 | 0
ES110F1 | StatGen | 0 | 0
ES110F2 | StatGen | 0 | 0
ES110F3 | StatGen | 0 | 0
ES14F1 | StatGen | 0 | 0
ES14F2 | StatGen | 0 | 0
ES14F3 | StatGen | 0 | 0
ES15F1 | StatGen | 0 | 0
ES15F2 | StatGen | 0 | 0
ES15F3 | StatGen | 0 | 0
ES28F1 | StatGen | 0 | 0
ES28F2 | StatGen | 0 | 0
ES28F3 | StatGen | 0 | 0
ES29F1 | StatGen | 0 | 0
ES29F2 | StatGen | 0 | 0
ES29F3 | StatGen | 0 | 0
ES2F1 | StatGen | 0 | 0
ES2F2 | StatGen | 0 | 0
ES2F3 | StatGen | 0 | 0
ES32F1 | StatGen | 0 | 0
ES32F2 | StatGen | 0 | 0
ES32F3 | StatGen | 0 | 0
ES35F1 | StatGen | 0 | 0
ES35F2 | StatGen | 0 | 0
ES35F3 | StatGen | 0 | 0
ES38F1 | StatGen | 0 | 0
ES38F2 | StatGen | 0 | 0
ES38F3 | StatGen | 0 | 0
ES39F1 | StatGen | 0 | 0
ES39F2 | StatGen | 0 | 0
ES39F3 | StatGen | 0 | 0
ES40F1 | StatGen | 0 | 0
ES40F2 | StatGen | 0 | 0
ES40F3 | StatGen | 0 | 0
ES41F1 | StatGen | 0 | 0
ES41F2 | StatGen | 0 | 0
ES41F3 | StatGen | 0 | 0
ES43F1 | StatGen | 0 | 0
ES43F2 | StatGen | 0 | 0
ES43F3 | StatGen | 0 | 0
ES48F1 | StatGen | 0 | 0
ES48F2 | StatGen | 0 | 0
ES48F3 | StatGen | 0 | 0
ES4F1 | StatGen | 0 | 0
ES4F2 | StatGen | 0 | 0
ES4F3 | StatGen | 0 | 0
ES50F1 | StatGen | 0 | 0
ES50F2 | StatGen | 0 | 0
ES50F3 | StatGen | 0 | 0
ES51F1 | StatGen | 0 | 0
ES51F2 | StatGen | 0 | 0
ES51F3 | StatGen | 0 | 0
ES53F1 | StatGen | 0 | 0
ES53F2 | StatGen | 0 | 0
ES53F3 | StatGen | 0 | 0
ES54F1 | StatGen | 0 | 0
ES54F2 | StatGen | 0 | 0
ES54F3 | StatGen | 0 | 0
ES55F1 | StatGen | 0 | 0
ES55F2 | StatGen | 0 | 0
ES55F3 | StatGen | 0 | 0
ES58F1 | StatGen | 0 | 0
ES58F2 | StatGen | 0 | 0
ES58F3 | StatGen | 0 | 0
ES59F1 | StatGen | 0 | 0
ES59F2 | StatGen | 0 | 0
ES59F3 | StatGen | 0 | 0
ES65F1 | StatGen | 0 | 0
ES65F2 | StatGen | 0 | 0
ES65F3 | StatGen | 0 | 0
ES66F1 | StatGen | 0 | 0
ES66F2 | StatGen | 0 | 0
ES66F3 | StatGen | 0 | 0
ES68F1 | StatGen | 0 | 0
ES68F2 | StatGen | 0 | 0
ES68F3 | StatGen | 0 | 0
ES69F1 | StatGen | 0 | 0
ES69F2 | StatGen | 0 | 0
ES69F3 | StatGen | 0 | 0
ES70F1 | StatGen | 0 | 0
ES70F2 | StatGen | 0 | 0
ES70F3 | StatGen | 0 | 0
ES71F1 | StatGen | 0 | 0
ES71F2 | StatGen | 0 | 0
ES71F3 | StatGen | 0 | 0
ES74F1 | StatGen | 0 | 0
ES74F2 | StatGen | 0 | 0
ES74F3 | StatGen | 0 | 0
ES79F1 | StatGen | 0 | 0
ES79F2 | StatGen | 0 | 0
ES79F3 | StatGen | 0 | 0
ES80F1 | StatGen | 0 | 0
ES80F2 | StatGen | 0 | 0
ES80F3 | StatGen | 0 | 0
ES82F1 | StatGen | 0 | 0
ES82F2 | StatGen | 0 | 0
ES82F3 | StatGen | 0 | 0
ES85F1 | StatGen | 0 | 0
ES85F2 | StatGen | 0 | 0
ES85F3 | StatGen | 0 | 0
ES86F1 | StatGen | 0 | 0
ES86F2 | StatGen | 0 | 0
ES86F3 | StatGen | 0 | 0
ES89F1 | StatGen | 0 | 0
ES89F2 | StatGen | 0 | 0
ES89F3 | StatGen | 0 | 0
ES8F1 | StatGen | 0 | 0
ES8F2 | StatGen | 0 | 0
ES8F3 | StatGen | 0 | 0
ES90F1 | StatGen | 0 | 0
ES90F2 | StatGen | 0 | 0
ES90F3 | StatGen | 0 | 0
ES92F1 | StatGen | 0 | 0
ES92F2 | StatGen | 0 | 0
ES92F3 | StatGen | 0 | 0
ES99F1 | StatGen | 0 | 0
ES99F2 | StatGen | 0 | 0
ES99F3 | StatGen | 0 | 0

## inputs_storage_transformer_meta
node | role | elem_L1 | elem_L2 | elem_L3 | Pmax_kW | Smax_kVA
2 | transformer | ES2F1 | ES2F2 | ES2F3 | 30 | 35

## inputs_storage_transformer_step
step | P_storage_pu
-10 | -1
-9 | -0.9
-8 | -0.8
-7 | -0.7
-6 | -0.6
-5 | -0.5
-4 | -0.4
-3 | -0.3
-2 | -0.2
-1 | -0.1
0 | 0
1 | 0.1
2 | 0.2
3 | 0.3
4 | 0.4
5 | 0.5
6 | 0.6
7 | 0.7
8 | 0.8
9 | 0.9
10 | 1

## node_voltages
node | U_L1_pu | angle_L1_deg | U_L2_pu | angle_L2_deg | U_L3_pu | angle_L3_deg | kU2_percent
0 | 1.05 | -2.3959e-05 | 1.05 | -120.0001 | 1.05 | 120.0001 | 0.00015377
1 | 1.0376 | -150.2922 | 1.0334 | 90.2679 | 1.034 | -29.9471 | 0.28157
10 | 1.0211 | -149.6969 | 1.0258 | 91.5991 | 1.0224 | -28.8275 | 0.62146
100 | 1.0462 | -145.943 | 1.019 | 97.1726 | 1.0762 | -22.4616 | 3.4996
101 | 1.0456 | -145.9441 | 1.0186 | 97.1843 | 1.0758 | -22.47 | 3.5
102 | 1.0481 | -145.927 | 1.0217 | 97.1292 | 1.077 | -22.5325 | 3.4018
103 | 1.0486 | -146.2277 | 1.024 | 96.6062 | 1.074 | -23.0951 | 3.1158
104 | 1.0486 | -145.9174 | 1.0211 | 97.1638 | 1.0778 | -22.4435 | 3.4707
105 | 1.0482 | -146.2452 | 1.0235 | 96.5917 | 1.0736 | -23.1087 | 3.1216
106 | 1.0481 | -146.253 | 1.0231 | 96.599 | 1.0736 | -23.1008 | 3.1386
107 | 1.0487 | -146.2227 | 1.024 | 96.6138 | 1.074 | -23.0866 | 3.119
108 | 1.0455 | -145.9445 | 1.0184 | 97.1877 | 1.0756 | -22.4724 | 3.5002
109 | 1.0467 | -145.9446 | 1.0192 | 97.1623 | 1.0768 | -22.4437 | 3.5114
11 | 1.026 | -149.0062 | 1.0237 | 92.5772 | 1.0315 | -27.7273 | 1.0726
110 | 1.0452 | -145.9405 | 1.0184 | 97.1995 | 1.0754 | -22.4796 | 3.4952
111 | 1.0493 | -145.956 | 1.0226 | 97.0568 | 1.0773 | -22.5821 | 3.3658
112 | 1.0498 | -145.9338 | 1.0231 | 97.0767 | 1.0777 | -22.5599 | 3.3624
113 | 1.0466 | -145.953 | 1.0189 | 97.1699 | 1.0777 | -22.4161 | 3.5591
114 | 1.0451 | -145.9403 | 1.018 | 97.1965 | 1.0752 | -22.4671 | 3.5015
115 | 1.0501 | -145.9461 | 1.0232 | 97.0757 | 1.0781 | -22.5571 | 3.3783
116 | 1.0463 | -145.9405 | 1.0188 | 97.1711 | 1.0764 | -22.4384 | 3.5128
12 | 1.0257 | -148.9932 | 1.0236 | 92.5784 | 1.0311 | -27.7305 | 1.0573
13 | 1.0254 | -149.2122 | 1.0261 | 92.2525 | 1.0293 | -28.1127 | 0.87553
14 | 1.0294 | -148.5854 | 1.0239 | 93.1432 | 1.0376 | -27.0869 | 1.3311
15 | 1.0324 | -148.2096 | 1.0239 | 93.6637 | 1.0425 | -26.5192 | 1.5624
16 | 1.0324 | -148.1901 | 1.0238 | 93.6869 | 1.0425 | -26.5028 | 1.5662
17 | 1.0322 | -148.1812 | 1.0235 | 93.7007 | 1.0424 | -26.4958 | 1.5709
18 | 1.0324 | -148.1731 | 1.0235 | 93.7105 | 1.0425 | -26.4844 | 1.5749
19 | 1.0295 | -148.571 | 1.0237 | 93.1672 | 1.0379 | -27.0545 | 1.3555
2 | 1.0213 | -149.7135 | 1.0263 | 91.5727 | 1.0227 | -28.8449 | 0.61487
20 | 1.0298 | -148.557 | 1.0236 | 93.1906 | 1.0382 | -27.0329 | 1.3687
21 | 1.0292 | -148.5646 | 1.0232 | 93.1756 | 1.0385 | -27.0299 | 1.3894
22 | 1.0299 | -148.5487 | 1.0237 | 93.2036 | 1.0384 | -27.0246 | 1.3733
23 | 1.0299 | -148.5512 | 1.0235 | 93.2008 | 1.0382 | -27.0196 | 1.3775
24 | 1.0298 | -148.5561 | 1.0232 | 93.2019 | 1.0382 | -27.0156 | 1.3871
25 | 1.0298 | -148.555 | 1.0233 | 93.2108 | 1.0383 | -27.0177 | 1.3896
26 | 1.0304 | -148.5261 | 1.0239 | 93.2226 | 1.0387 | -26.9976 | 1.3753
27 | 1.0298 | -148.5609 | 1.0229 | 93.203 | 1.0381 | -27.0116 | 1.3968
28 | 1.0354 | -147.8809 | 1.0242 | 94.1303 | 1.0475 | -25.9947 | 1.7866
29 | 1.0297 | -148.5672 | 1.0225 | 93.2102 | 1.0381 | -27.0047 | 1.4132
3 | 1.0215 | -149.704 | 1.0262 | 91.5902 | 1.0228 | -28.8303 | 0.62121
30 | 1.0297 | -148.5672 | 1.0225 | 93.2102 | 1.0381 | -27.0047 | 1.4132
31 | 1.032 | -148.1803 | 1.0233 | 93.7047 | 1.0423 | -26.5 | 1.5715
32 | 1.038 | -147.5783 | 1.024 | 94.568 | 1.0521 | -25.4896 | 2.0139
33 | 1.0305 | -148.5242 | 1.0245 | 93.2301 | 1.0391 | -27.0156 | 1.3686
34 | 1.0317 | -148.1744 | 1.0233 | 93.716 | 1.0421 | -26.509 | 1.5684
35 | 1.0404 | -147.3008 | 1.0236 | 94.984 | 1.0565 | -25.0102 | 2.244
36 | 1.0325 | -148.165 | 1.0235 | 93.7203 | 1.0426 | -26.4731 | 1.579
37 | 1.0329 | -148.1652 | 1.0242 | 93.7095 | 1.043 | -26.4807 | 1.5644
38 | 1.0411 | -147.2089 | 1.0228 | 95.1338 | 1.0579 | -24.8477 | 2.3431
39 | 1.0316 | -148.1738 | 1.0229 | 93.7129 | 1.0418 | -26.4961 | 1.5721
4 | 1.0246 | -149.2526 | 1.0255 | 92.2065 | 1.0286 | -28.1461 | 0.8733
40 | 1.0332 | -148.1529 | 1.024 | 93.741 | 1.0434 | -26.4479 | 1.5928
41 | 1.0421 | -147.1106 | 1.0227 | 95.2809 | 1.0591 | -24.7179 | 2.4008
42 | 1.0321 | -148.1585 | 1.0231 | 93.7285 | 1.0422 | -26.4692 | 1.5796
43 | 1.0432 | -147.0058 | 1.023 | 95.4266 | 1.0604 | -24.594 | 2.4454
44 | 1.0409 | -147.2115 | 1.0225 | 95.135 | 1.058 | -24.8349 | 2.3594
45 | 1.0421 | -147.1132 | 1.0226 | 95.2813 | 1.0591 | -24.7157 | 2.406
46 | 1.0382 | -147.5629 | 1.0242 | 94.5821 | 1.0523 | -25.4757 | 2.0127
47 | 1.0408 | -147.2183 | 1.0222 | 95.1419 | 1.058 | -24.8273 | 2.3763
48 | 1.0423 | -147.1085 | 1.024 | 95.2631 | 1.0597 | -24.6825 | 2.3839
49 | 1.0356 | -147.8641 | 1.0245 | 94.1503 | 1.0479 | -25.9845 | 1.7856
5 | 1.0231 | -149.6934 | 1.0272 | 91.6431 | 1.0245 | -28.7882 | 0.65389
50 | 1.0405 | -147.2059 | 1.0221 | 95.143 | 1.0586 | -24.8101 | 2.3921
51 | 1.0438 | -146.94 | 1.0242 | 95.5203 | 1.0626 | -24.378 | 2.5257
52 | 1.0432 | -147.0084 | 1.0229 | 95.4271 | 1.0603 | -24.5918 | 2.4506
53 | 1.0443 | -146.8948 | 1.0236 | 95.5712 | 1.0617 | -24.476 | 2.4769
54 | 1.0423 | -147.101 | 1.0241 | 95.2702 | 1.0598 | -24.6757 | 2.3833
55 | 1.0448 | -146.8025 | 1.0238 | 95.6934 | 1.0625 | -24.3882 | 2.4986
56 | 1.0446 | -146.8018 | 1.0236 | 95.697 | 1.0623 | -24.3918 | 2.4988
57 | 1.0442 | -146.7958 | 1.0232 | 95.7047 | 1.0619 | -24.3873 | 2.4998
58 | 1.0449 | -146.7823 | 1.0244 | 95.7532 | 1.0652 | -24.1072 | 2.6455
59 | 1.046 | -146.712 | 1.0245 | 95.8061 | 1.0637 | -24.2913 | 2.5198
6 | 1.0248 | -149.2366 | 1.0257 | 92.225 | 1.0288 | -28.1345 | 0.87469
60 | 1.0454 | -146.759 | 1.0248 | 95.7775 | 1.0656 | -24.0851 | 2.6438
61 | 1.0442 | -146.9321 | 1.0242 | 95.5386 | 1.063 | -24.3536 | 2.5422
62 | 1.045 | -146.9211 | 1.0247 | 95.5614 | 1.0637 | -24.3286 | 2.5565
63 | 1.0463 | -146.6946 | 1.0248 | 95.8265 | 1.064 | -24.2704 | 2.5238
64 | 1.0441 | -146.9392 | 1.0238 | 95.5457 | 1.0629 | -24.346 | 2.5592
65 | 1.0463 | -146.6659 | 1.0247 | 95.8672 | 1.0641 | -24.2474 | 2.5307
66 | 1.0471 | -146.6829 | 1.0253 | 95.8501 | 1.0648 | -24.2455 | 2.5383
67 | 1.0443 | -146.7962 | 1.0236 | 95.7077 | 1.0622 | -24.3998 | 2.4944
68 | 1.0457 | -146.6351 | 1.0243 | 95.9823 | 1.0678 | -23.8355 | 2.7778
69 | 1.0457 | -146.6641 | 1.0242 | 95.8763 | 1.0636 | -24.2565 | 2.5314
7 | 1.0261 | -149.1835 | 1.0274 | 92.29 | 1.0304 | -28.1162 | 0.87636
70 | 1.0454 | -146.663 | 1.0241 | 95.8843 | 1.0636 | -24.2647 | 2.5313
71 | 1.0462 | -146.5135 | 1.0236 | 96.1798 | 1.0698 | -23.5809 | 2.9135
72 | 1.0468 | -146.6705 | 1.0252 | 95.8512 | 1.0644 | -24.2485 | 2.5225
73 | 1.0461 | -146.5136 | 1.0235 | 96.1804 | 1.0699 | -23.573 | 2.9218
74 | 1.0471 | -146.3915 | 1.0233 | 96.3754 | 1.0716 | -23.3534 | 3.0214
75 | 1.0455 | -146.6638 | 1.024 | 95.8768 | 1.0635 | -24.2569 | 2.5318
76 | 1.0445 | -146.8875 | 1.0237 | 95.58 | 1.0619 | -24.4643 | 2.4807
77 | 1.0453 | -146.6625 | 1.0241 | 95.8874 | 1.0635 | -24.2679 | 2.5313
78 | 1.0466 | -146.6484 | 1.0249 | 95.8877 | 1.0644 | -24.2265 | 2.5348
79 | 1.0479 | -146.2624 | 1.0234 | 96.5693 | 1.0735 | -23.1325 | 3.1159
8 | 1.0263 | -148.9969 | 1.0246 | 92.5676 | 1.0318 | -27.7356 | 1.0489
80 | 1.0471 | -146.6243 | 1.0253 | 95.9127 | 1.0648 | -24.2047 | 2.5337
81 | 1.0474 | -146.6368 | 1.0254 | 95.9117 | 1.0652 | -24.2017 | 2.5495
82 | 1.0482 | -146.1746 | 1.0232 | 96.7133 | 1.075 | -22.9639 | 3.202
83 | 1.047 | -146.3937 | 1.0233 | 96.376 | 1.0716 | -23.3517 | 3.0253
84 | 1.0482 | -146.1675 | 1.0232 | 96.723 | 1.0752 | -22.9515 | 3.2088
85 | 1.0485 | -146.1108 | 1.0227 | 96.8247 | 1.0756 | -22.8378 | 3.2649
86 | 1.0488 | -146.0395 | 1.0226 | 96.9341 | 1.0764 | -22.7176 | 3.3146
87 | 1.0487 | -146.1452 | 1.0237 | 96.7445 | 1.0756 | -22.9293 | 3.206
88 | 1.0485 | -146.1131 | 1.0226 | 96.8252 | 1.0756 | -22.8361 | 3.2689
89 | 1.049 | -145.9682 | 1.0224 | 97.0437 | 1.0771 | -22.5975 | 3.3642
9 | 1.0261 | -149.0001 | 1.0241 | 92.5698 | 1.0315 | -27.7339 | 1.0569
90 | 1.0484 | -145.9381 | 1.0216 | 97.1089 | 1.0771 | -22.5298 | 3.4083
91 | 1.0484 | -145.931 | 1.0217 | 97.1176 | 1.0772 | -22.5253 | 3.4068
92 | 1.0478 | -145.9319 | 1.0205 | 97.1448 | 1.077 | -22.4771 | 3.4577
93 | 1.0489 | -145.9089 | 1.0222 | 97.1349 | 1.0776 | -22.5031 | 3.4026
94 | 1.0478 | -145.9271 | 1.0206 | 97.1507 | 1.077 | -22.4686 | 3.4601
95 | 1.0479 | -146.1636 | 1.0232 | 96.7345 | 1.076 | -22.9392 | 3.2344
96 | 1.0475 | -145.9229 | 1.0202 | 97.1594 | 1.0766 | -22.4633 | 3.4614
97 | 1.0458 | -146.6276 | 1.0244 | 95.9917 | 1.0679 | -23.8308 | 2.7768
98 | 1.0481 | -146.2502 | 1.0235 | 96.584 | 1.0736 | -23.1172 | 3.1184
99 | 1.0468 | -145.9419 | 1.0194 | 97.161 | 1.0767 | -22.4533 | 3.4992

## node_sequence_components
node | U0_abs_pu | U1_abs_pu | U2_abs_pu | alpha0 | alpha2
0 | 5.1292e-14 | 1.05 | 1.6145e-06 | 4.885e-14 | 1.5377e-06
1 | 0.0034978 | 1.035 | 0.0029143 | 0.0033795 | 0.0028157
10 | 0.0074908 | 1.0231 | 0.0063579 | 0.0073219 | 0.0062146
100 | 0.0046447 | 1.0468 | 0.036633 | 0.0044371 | 0.034996
101 | 0.004617 | 1.0463 | 0.03662 | 0.0044129 | 0.035
102 | 0.0046098 | 1.0486 | 0.03567 | 0.0043963 | 0.034018
103 | 0.0043561 | 1.0485 | 0.03267 | 0.0041545 | 0.031158
104 | 0.0046785 | 1.0488 | 0.0364 | 0.0044609 | 0.034707
105 | 0.0043393 | 1.0481 | 0.032718 | 0.0041401 | 0.031216
106 | 0.0043336 | 1.0479 | 0.032891 | 0.0041353 | 0.031386
107 | 0.0043543 | 1.0486 | 0.032705 | 0.0041526 | 0.03119
108 | 0.004609 | 1.0461 | 0.036616 | 0.0044058 | 0.035002
109 | 0.0046903 | 1.0472 | 0.036771 | 0.004479 | 0.035114
11 | 0.0063564 | 1.027 | 0.011015 | 0.0061893 | 0.010726
110 | 0.004603 | 1.046 | 0.036558 | 0.0044008 | 0.034952
111 | 0.0045871 | 1.0494 | 0.035321 | 0.0043711 | 0.033658
112 | 0.0046061 | 1.0499 | 0.035301 | 0.0043874 | 0.033624
113 | 0.0047112 | 1.0473 | 0.037275 | 0.0044983 | 0.035591
114 | 0.004603 | 1.0457 | 0.036616 | 0.0044017 | 0.035015
115 | 0.0046061 | 1.0501 | 0.035474 | 0.0043864 | 0.033783
116 | 0.0046842 | 1.0468 | 0.036772 | 0.0044748 | 0.035128
12 | 0.0063564 | 1.0267 | 0.010856 | 0.0061908 | 0.010573
13 | 0.0068106 | 1.0269 | 0.0089904 | 0.0066325 | 0.0087553
14 | 0.0057514 | 1.0302 | 0.013713 | 0.0055828 | 0.013311
15 | 0.0053394 | 1.0328 | 0.016136 | 0.0051698 | 0.015624
16 | 0.00531 | 1.0328 | 0.016176 | 0.0051415 | 0.015662
17 | 0.005286 | 1.0326 | 0.016221 | 0.005119 | 0.015709
18 | 0.0052745 | 1.0327 | 0.016264 | 0.0051076 | 0.015749
19 | 0.0056535 | 1.0303 | 0.013966 | 0.0054873 | 0.013555
2 | 0.0075101 | 1.0234 | 0.0062924 | 0.0073385 | 0.0061487
20 | 0.0056212 | 1.0304 | 0.014104 | 0.0054552 | 0.013687
21 | 0.0054058 | 1.0302 | 0.014314 | 0.0052472 | 0.013894
22 | 0.0056092 | 1.0306 | 0.014153 | 0.0054428 | 0.013733
23 | 0.0056013 | 1.0304 | 0.014194 | 0.005436 | 0.013775
24 | 0.0055882 | 1.0303 | 0.014291 | 0.0054238 | 0.013871
25 | 0.0056019 | 1.0304 | 0.014318 | 0.0054366 | 0.013896
26 | 0.0055879 | 1.0309 | 0.014178 | 0.0054205 | 0.013753
27 | 0.0055753 | 1.0302 | 0.014389 | 0.0054119 | 0.013968
28 | 0.0049985 | 1.0355 | 0.018501 | 0.004827 | 0.017866
29 | 0.005568 | 1.03 | 0.014556 | 0.0054057 | 0.014132
3 | 0.0075006 | 1.0235 | 0.0063579 | 0.0073286 | 0.0062121
30 | 0.005568 | 1.03 | 0.014556 | 0.0054057 | 0.014132
31 | 0.0052737 | 1.0324 | 0.016224 | 0.0051081 | 0.015715
32 | 0.0046701 | 1.0379 | 0.020902 | 0.0044997 | 0.020139
33 | 0.0056013 | 1.0313 | 0.014114 | 0.0054315 | 0.013686
34 | 0.0052668 | 1.0323 | 0.01619 | 0.0051023 | 0.015684
35 | 0.0043551 | 1.04 | 0.023338 | 0.0041876 | 0.02244
36 | 0.0052632 | 1.0327 | 0.016307 | 0.0050964 | 0.01579
37 | 0.0053019 | 1.0332 | 0.016164 | 0.0051314 | 0.015644
38 | 0.0041096 | 1.0404 | 0.024378 | 0.0039499 | 0.023431
39 | 0.0052668 | 1.032 | 0.016224 | 0.0051034 | 0.015721
4 | 0.0068122 | 1.0262 | 0.0089615 | 0.0066385 | 0.008733
40 | 0.0052533 | 1.0334 | 0.01646 | 0.0050833 | 0.015928
41 | 0.0040016 | 1.0411 | 0.024995 | 0.0038436 | 0.024008
42 | 0.0052563 | 1.0323 | 0.016307 | 0.0050917 | 0.015796
43 | 0.0039197 | 1.042 | 0.025481 | 0.0037618 | 0.024454
44 | 0.0040592 | 1.0403 | 0.024545 | 0.003902 | 0.023594
45 | 0.0039971 | 1.0411 | 0.025048 | 0.0038394 | 0.02406
46 | 0.0046671 | 1.038 | 0.020893 | 0.004496 | 0.020127
47 | 0.0040539 | 1.0401 | 0.024717 | 0.0038975 | 0.023763
48 | 0.0042772 | 1.0418 | 0.024835 | 0.0041057 | 0.023839
49 | 0.0049938 | 1.0359 | 0.018496 | 0.004821 | 0.017856
5 | 0.0075612 | 1.0249 | 0.0067015 | 0.0073777 | 0.0065389
50 | 0.0038662 | 1.0402 | 0.024883 | 0.0037167 | 0.023921
51 | 0.0042159 | 1.0433 | 0.026351 | 0.0040408 | 0.025257
52 | 0.0039152 | 1.0419 | 0.025533 | 0.0037577 | 0.024506
53 | 0.0038613 | 1.043 | 0.025833 | 0.0037022 | 0.024769
54 | 0.004277 | 1.0419 | 0.024831 | 0.0041051 | 0.023833
55 | 0.0038178 | 1.0435 | 0.026073 | 0.0036586 | 0.024986
56 | 0.0038089 | 1.0433 | 0.02607 | 0.0036508 | 0.024988
57 | 0.0038039 | 1.0429 | 0.02607 | 0.0036475 | 0.024998
58 | 0.0041859 | 1.0446 | 0.027634 | 0.0040073 | 0.026455
59 | 0.0038054 | 1.0445 | 0.026319 | 0.0036432 | 0.025198
6 | 0.006805 | 1.0264 | 0.0089778 | 0.00663 | 0.0087469
60 | 0.004197 | 1.045 | 0.027629 | 0.0040162 | 0.026438
61 | 0.0042083 | 1.0436 | 0.02653 | 0.0040327 | 0.025422
62 | 0.0042179 | 1.0442 | 0.026696 | 0.0040392 | 0.025565
63 | 0.0038083 | 1.0448 | 0.026369 | 0.0036449 | 0.025238
64 | 0.0042028 | 1.0434 | 0.026702 | 0.0040281 | 0.025592
65 | 0.0037903 | 1.0448 | 0.026441 | 0.0036279 | 0.025307
66 | 0.0038206 | 1.0455 | 0.026538 | 0.0036543 | 0.025383
67 | 0.0038039 | 1.0431 | 0.02602 | 0.0036467 | 0.024944
68 | 0.0041822 | 1.0457 | 0.029047 | 0.0039996 | 0.027778
69 | 0.0037681 | 1.0443 | 0.026435 | 0.0036083 | 0.025314
7 | 0.0067999 | 1.0279 | 0.0090079 | 0.0066155 | 0.0087636
70 | 0.0037572 | 1.0441 | 0.02643 | 0.0035983 | 0.025313
71 | 0.0042127 | 1.0463 | 0.030484 | 0.0040264 | 0.029135
72 | 0.0038198 | 1.0453 | 0.026367 | 0.0036544 | 0.025225
73 | 0.0042128 | 1.0462 | 0.030569 | 0.0040266 | 0.029218
74 | 0.0042678 | 1.047 | 0.031635 | 0.004076 | 0.030214
75 | 0.0037638 | 1.0441 | 0.026435 | 0.0036047 | 0.025318
76 | 0.0038597 | 1.0432 | 0.025878 | 0.0037 | 0.024807
77 | 0.0037529 | 1.0441 | 0.026428 | 0.0035945 | 0.025313
78 | 0.0037939 | 1.0451 | 0.026491 | 0.0036302 | 0.025348
79 | 0.0043411 | 1.048 | 0.032653 | 0.0041424 | 0.031159
8 | 0.0063907 | 1.0275 | 0.010777 | 0.0062196 | 0.010489
80 | 0.0038067 | 1.0455 | 0.02649 | 0.0036409 | 0.025337
81 | 0.0038075 | 1.0458 | 0.026662 | 0.0036409 | 0.025495
82 | 0.004425 | 1.0485 | 0.033571 | 0.0042205 | 0.03202
83 | 0.0042641 | 1.047 | 0.031675 | 0.0040727 | 0.030253
84 | 0.0044398 | 1.0486 | 0.033646 | 0.0042341 | 0.032088
85 | 0.0044678 | 1.0486 | 0.034236 | 0.0042608 | 0.032649
86 | 0.0045238 | 1.0489 | 0.034766 | 0.004313 | 0.033146
87 | 0.0044564 | 1.049 | 0.033631 | 0.0042482 | 0.03206
88 | 0.004464 | 1.0485 | 0.034276 | 0.0042573 | 0.032689
89 | 0.0045802 | 1.0492 | 0.035296 | 0.0043656 | 0.033642
9 | 0.0063647 | 1.0272 | 0.010856 | 0.0061964 | 0.010569
90 | 0.0046146 | 1.0487 | 0.035743 | 0.0044004 | 0.034083
91 | 0.0046158 | 1.0487 | 0.035728 | 0.0044014 | 0.034068
92 | 0.0046476 | 1.0481 | 0.036239 | 0.0044345 | 0.034577
93 | 0.0046381 | 1.0492 | 0.035699 | 0.0044207 | 0.034026
94 | 0.0046511 | 1.0481 | 0.036265 | 0.0044376 | 0.034601
95 | 0.0044247 | 1.0487 | 0.03392 | 0.0042192 | 0.032344
96 | 0.004645 | 1.0477 | 0.036265 | 0.0044336 | 0.034614
97 | 0.0041833 | 1.0458 | 0.02904 | 0.004 | 0.027768
98 | 0.0043411 | 1.0481 | 0.032683 | 0.004142 | 0.031184
99 | 0.0046731 | 1.0473 | 0.036646 | 0.0044622 | 0.034992

## transformer_phase_results
transformer | I_tr_L1_A | angle_I_tr_L1_deg | U_tr_L1_pu | P_tr_L1_kW | Q_tr_L1_kvar | I_tr_L2_A | angle_I_tr_L2_deg | U_tr_L2_pu | P_tr_L2_kW | Q_tr_L2_kvar | I_tr_L3_A | angle_I_tr_L3_deg | U_tr_L3_pu | P_tr_L3_kW | Q_tr_L3_kvar | loading_percent | I_unbalance_tr_percent | I_neutral_A
TR1 | 98.1157 | -19.9876 | 1.0376 | -15.2076 | -17.9293 | 124.4329 | -179.6195 | 1.0334 | -0.058356 | -29.6968 | 115.7465 | 72.977 | 1.034 | -6.182 | -26.9401 | 37.034 | 12.991 | 76.3295

## pv_setpoints
name | P_kW | Q_kvar | Q_set_kvar | S_apparent_kVA | Smax_kVA | av_mode
PV102F1 | 0 | 0 | 0 | 0 | 10 | qvchar
PV102F2 | 0 | 0 | 0 | 0 | 10 | qvchar
PV102F3 | 0 | 0 | 0 | 0 | 10 | qvchar
PV103F1 | 1.76 | -0.58084 | 0 | 1.8534 | 10 | qvchar
PV103F2 | 1.76 | -0.39634 | 0 | 1.8041 | 10 | qvchar
PV103F3 | 1.76 | -0.58068 | 0 | 1.8533 | 10 | qvchar
PV104F1 | 1.76 | -0.58086 | 0 | 1.8534 | 10 | qvchar
PV104F2 | 1.76 | -0.10984 | 0 | 1.7634 | 10 | qvchar
PV104F3 | 1.76 | -0.58067 | 0 | 1.8533 | 10 | qvchar
PV106F1 | 0 | 0 | 0 | 0 | 10 | qvchar
PV106F2 | 0 | 0 | 0 | 0 | 10 | qvchar
PV106F3 | 0 | 0 | 0 | 0 | 10 | qvchar
PV107F1 | 1.76 | -0.58084 | 0 | 1.8534 | 10 | qvchar
PV107F2 | 1.76 | -0.39599 | 0 | 1.804 | 10 | qvchar
PV107F3 | 1.76 | -0.58068 | 0 | 1.8533 | 10 | qvchar
PV10F1 | 0 | 0 | 0 | 0 | 10 | qvchar
PV10F2 | 0 | 0 | 0 | 0 | 10 | qvchar
PV10F3 | 0 | 0 | 0 | 0 | 10 | qvchar
PV110F1 | 0 | 0 | 0 | 0 | 10 | qvchar
PV110F2 | 0 | 0 | 0 | 0 | 10 | qvchar
PV110F3 | 0 | 0 | 0 | 0 | 10 | qvchar
PV112F1 | 1.76 | -0.58086 | 0 | 1.8534 | 10 | qvchar
PV112F2 | 1.76 | -0.31261 | 0 | 1.7875 | 10 | qvchar
PV112F3 | 1.76 | -0.58065 | 0 | 1.8533 | 10 | qvchar
PV113F1 | 0 | 0 | 0 | 0 | 10 | qvchar
PV113F2 | 0 | 0 | 0 | 0 | 10 | qvchar
PV113F3 | 2 | -0.6599 | 0 | 2.1061 | 10 | qvchar
PV114F1 | 0 | 0 | 0 | 0 | 10 | qvchar
PV114F2 | 0 | 0 | 0 | 0 | 10 | qvchar
PV114F3 | 0 | 0 | 0 | 0 | 10 | qvchar
PV115F1 | 1.76 | -0.58087 | 0 | 1.8534 | 10 | qvchar
PV115F2 | 1.76 | -0.31808 | 0 | 1.7885 | 10 | qvchar
PV115F3 | 1.76 | -0.58064 | 0 | 1.8533 | 10 | qvchar
PV116F1 | 0 | 0 | 0 | 0 | 10 | qvchar
PV116F2 | 0 | 0 | 0 | 0 | 10 | qvchar
PV116F3 | 0 | 0 | 0 | 0 | 10 | qvchar
PV11F1 | 0 | 0 | 0 | 0 | 10 | qvchar
PV11F2 | 0 | 0 | 0 | 0 | 10 | qvchar
PV11F3 | 0 | 0 | 0 | 0 | 10 | qvchar
PV12F1 | 0 | 0 | 0 | 0 | 10 | qvchar
PV12F2 | 0 | 0 | 0 | 0 | 10 | qvchar
PV12F3 | 0 | 0 | 0 | 0 | 10 | qvchar
PV13F1 | 1.76 | -0.53555 | 0 | 1.8397 | 10 | qvchar
PV13F2 | 1.76 | -0.5808 | 0 | 1.8534 | 10 | qvchar
PV13F3 | 1.76 | -0.58061 | 0 | 1.8533 | 10 | qvchar
PV21F1 | 0 | 0 | 0 | 0 | 10 | qvchar
PV21F2 | 0 | 0 | 0 | 0 | 10 | qvchar
PV21F3 | 2 | -0.66 | 0 | 2.1061 | 10 | qvchar
PV25F1 | 0 | 0 | 0 | 0 | 10 | qvchar
PV25F2 | 0 | 0 | 0 | 0 | 10 | qvchar
PV25F3 | 0 | 0 | 0 | 0 | 10 | qvchar
PV26F1 | 1.76 | -0.5819 | 0 | 1.8537 | 10 | qvchar
PV26F2 | 1.76 | -0.38865 | 0 | 1.8024 | 10 | qvchar
PV26F3 | 1.76 | -0.5808 | 0 | 1.8534 | 10 | qvchar
PV29F1 | 0 | 0 | 0 | 0 | 10 | qvchar
PV29F2 | 0 | 0 | 0 | 0 | 10 | qvchar
PV29F3 | 0 | 0 | 0 | 0 | 10 | qvchar
PV30F1 | 0 | 0 | 0 | 0 | 10 | qvchar
PV30F2 | 0 | 0 | 0 | 0 | 10 | qvchar
PV30F3 | 0 | 0 | 0 | 0 | 10 | qvchar
PV33F1 | 1.76 | -0.58192 | 0 | 1.8537 | 10 | qvchar
PV33F2 | 1.76 | -0.44943 | 0 | 1.8165 | 10 | qvchar
PV33F3 | 1.76 | -0.5808 | 0 | 1.8534 | 10 | qvchar
PV34F1 | 0 | 0 | 0 | 0 | 10 | qvchar
PV34F2 | 0 | 0 | 0 | 0 | 10 | qvchar
PV34F3 | 0 | 0 | 0 | 0 | 10 | qvchar
PV37F1 | 1.76 | -0.58257 | 0 | 1.8539 | 10 | qvchar
PV37F2 | 1.76 | -0.41934 | 0 | 1.8093 | 10 | qvchar
PV37F3 | 1.76 | -0.58419 | 0 | 1.8544 | 10 | qvchar
PV39F1 | 0 | 0 | 0 | 0 | 10 | qvchar
PV39F2 | 0 | 0 | 0 | 0 | 10 | qvchar
PV39F3 | 0 | 0 | 0 | 0 | 10 | qvchar
PV40F1 | 1.76 | -0.58276 | 0 | 1.854 | 10 | qvchar
PV40F2 | 1.76 | -0.39904 | 0 | 1.8047 | 10 | qvchar
PV40F3 | 1.76 | -0.58443 | 0 | 1.8545 | 10 | qvchar
PV42F1 | 0 | 0 | 0 | 0 | 10 | qvchar
PV42F2 | 0 | 0 | 0 | 0 | 10 | qvchar
PV42F3 | 0 | 0 | 0 | 0 | 10 | qvchar
PV45F1 | 0 | 0 | 0 | 0 | 10 | qvchar
PV45F2 | 0 | 0 | 0 | 0 | 10 | qvchar
PV45F3 | 0 | 0 | 0 | 0 | 10 | qvchar
PV46F1 | 1.76 | -0.5808 | 0 | 1.8534 | 10 | qvchar
PV46F2 | 1.76 | -0.41583 | 0 | 1.8085 | 10 | qvchar
PV46F3 | 1.76 | -0.58794 | 0 | 1.8556 | 10 | qvchar
PV47F1 | 0 | 0 | 0 | 0 | 10 | qvchar
PV47F2 | 0 | 0 | 0 | 0 | 10 | qvchar
PV47F3 | 0 | 0 | 0 | 0 | 10 | qvchar
PV49F1 | 1.76 | -0.5808 | 0 | 1.8534 | 10 | qvchar
PV49F2 | 1.76 | -0.45109 | 0 | 1.8169 | 10 | qvchar
PV49F3 | 1.76 | -0.58607 | 0 | 1.855 | 10 | qvchar
PV50F1 | 0 | 0 | 0 | 0 | 10 | qvchar
PV50F2 | 0 | 0 | 0 | 0 | 10 | qvchar
PV50F3 | 2 | -0.66 | 0 | 2.1061 | 10 | qvchar
PV52F1 | 0 | 0 | 0 | 0 | 10 | qvchar
PV52F2 | 0 | 0 | 0 | 0 | 10 | qvchar
PV52F3 | 0 | 0 | 0 | 0 | 10 | qvchar
PV54F1 | 1.76 | -0.5808 | 0 | 1.8534 | 10 | qvchar
PV54F2 | 1.76 | -0.4113 | 0 | 1.8074 | 10 | qvchar
PV54F3 | 1.76 | -0.5808 | 0 | 1.8534 | 10 | qvchar
PV57F1 | 0 | 0 | 0 | 0 | 10 | qvchar
PV57F2 | 0 | 0 | 0 | 0 | 10 | qvchar
PV57F3 | 0 | 0 | 0 | 0 | 10 | qvchar
PV5F1 | 1.76 | -0.31091 | 0 | 1.7873 | 10 | qvchar
PV5F2 | 1.76 | -0.5808 | 0 | 1.8534 | 10 | qvchar
PV5F3 | 1.76 | -0.44676 | 0 | 1.8158 | 10 | qvchar
PV60F1 | 1.76 | -0.58081 | 0 | 1.8534 | 10 | qvchar
PV60F2 | 1.76 | -0.48133 | 0 | 1.8246 | 10 | qvchar
PV60F3 | 1.76 | -0.58076 | 0 | 1.8533 | 10 | qvchar
PV62F1 | 1.76 | -0.58081 | 0 | 1.8534 | 10 | qvchar
PV62F2 | 1.76 | -0.47088 | 0 | 1.8219 | 10 | qvchar
PV62F3 | 1.76 | -0.58077 | 0 | 1.8533 | 10 | qvchar
PV64F1 | 0 | 0 | 0 | 0 | 10 | qvchar
PV64F2 | 0 | 0 | 0 | 0 | 10 | qvchar
PV64F3 | 0 | 0 | 0 | 0 | 10 | qvchar
PV66F1 | 1.76 | -0.58081 | 0 | 1.8534 | 10 | qvchar
PV66F2 | 1.76 | -0.52738 | 0 | 1.8373 | 10 | qvchar
PV66F3 | 1.76 | -0.58075 | 0 | 1.8533 | 10 | qvchar
PV67F1 | 0 | 0 | 0 | 0 | 10 | qvchar
PV67F2 | 0 | 0 | 0 | 0 | 10 | qvchar
PV67F3 | 0 | 0 | 0 | 0 | 10 | qvchar
PV72F1 | 1.76 | -0.58081 | 0 | 1.8534 | 10 | qvchar
PV72F2 | 1.76 | -0.5216 | 0 | 1.8357 | 10 | qvchar
PV72F3 | 1.76 | -0.58076 | 0 | 1.8533 | 10 | qvchar
PV73F1 | 0 | 0 | 0 | 0 | 10 | qvchar
PV73F2 | 0 | 0 | 0 | 0 | 10 | qvchar
PV73F3 | 2 | -0.65994 | 0 | 2.1061 | 10 | qvchar
PV75F1 | 0 | 0 | 0 | 0 | 10 | qvchar
PV75F2 | 0 | 0 | 0 | 0 | 10 | qvchar
PV75F3 | 0 | 0 | 0 | 0 | 10 | qvchar
PV76F1 | 1.76 | -0.5808 | 0 | 1.8534 | 10 | qvchar
PV76F2 | 1.76 | -0.37109 | 0 | 1.7987 | 10 | qvchar
PV76F3 | 1.76 | -0.5808 | 0 | 1.8534 | 10 | qvchar
PV77F1 | 0 | 0 | 0 | 0 | 10 | qvchar
PV77F2 | 0 | 0 | 0 | 0 | 10 | qvchar
PV77F3 | 0 | 0 | 0 | 0 | 10 | qvchar
PV7F1 | 1.76 | -0.5808 | 0 | 1.8534 | 10 | qvchar
PV7F2 | 1.76 | -0.5808 | 0 | 1.8534 | 10 | qvchar
PV7F3 | 1.76 | -0.58053 | 0 | 1.8533 | 10 | qvchar
PV80F1 | 1.76 | -0.58081 | 0 | 1.8534 | 10 | qvchar
PV80F2 | 1.76 | -0.53355 | 0 | 1.8391 | 10 | qvchar
PV80F3 | 1.76 | -0.58075 | 0 | 1.8533 | 10 | qvchar
PV81F1 | 1.76 | -0.58081 | 0 | 1.8534 | 10 | qvchar
PV81F2 | 1.76 | -0.53933 | 0 | 1.8408 | 10 | qvchar
PV81F3 | 1.76 | -0.58075 | 0 | 1.8533 | 10 | qvchar
PV83F1 | 0 | 0 | 0 | 0 | 10 | qvchar
PV83F2 | 0 | 0 | 0 | 0 | 10 | qvchar
PV83F3 | 0 | 0 | 0 | 0 | 10 | qvchar
PV87F1 | 1.76 | -0.58084 | 0 | 1.8534 | 10 | qvchar
PV87F2 | 1.76 | -0.37237 | 0 | 1.799 | 10 | qvchar
PV87F3 | 1.76 | -0.58066 | 0 | 1.8533 | 10 | qvchar
PV88F1 | 0 | 0 | 0 | 0 | 10 | qvchar
PV88F2 | 0 | 0 | 0 | 0 | 10 | qvchar
PV88F3 | 0 | 0 | 0 | 0 | 10 | qvchar
PV93F1 | 1.76 | -0.58086 | 0 | 1.8534 | 10 | qvchar
PV93F2 | 1.76 | -0.21818 | 0 | 1.7735 | 10 | qvchar
PV93F3 | 1.76 | -0.58067 | 0 | 1.8533 | 10 | qvchar
PV95F1 | 0 | 0 | 0 | 0 | 10 | qvchar
PV95F2 | 0 | 0 | 0 | 0 | 10 | qvchar
PV95F3 | 2 | -0.65987 | 0 | 2.106 | 10 | qvchar
PV96F1 | 0 | 0 | 0 | 0 | 10 | qvchar
PV96F2 | 0 | 0 | 0 | 0 | 10 | qvchar
PV96F3 | 0 | 0 | 0 | 0 | 10 | qvchar
PV97F1 | 1.76 | -0.58081 | 0 | 1.8534 | 10 | qvchar
PV97F2 | 1.76 | -0.44433 | 0 | 1.8152 | 10 | qvchar
PV97F3 | 1.76 | -0.58074 | 0 | 1.8533 | 10 | qvchar

## storage_setpoints
node | element | phase | stage_name | step_label | step_pu | p_export_before_kw | p_export_after_kw | i_before_a | i_after_a | i_unbalance_before_percent | i_unbalance_after_percent | angle_before_deg | angle_after_deg | p_storage_kw | q_storage_kvar | Pmax_kW | Smax_kVA | p_storage_kw_in_model | q_storage_kvar_in_model
2 | ES2F1 | L1 | export_search_start | 10 | 1 | 0 | 0 | 98.1157 | 98.1157 | 12.991 | 12.991 | -19.9876 | -19.9876 | 30 | 0 | 30 | 35 | -30 | 0
2 | ES2F2 | L2 | export_search_start | 2 | 0.2 | 0 | 0 | 124.4329 | 124.4329 | 12.991 | 12.991 | -179.6195 | -179.6195 | 6 | 0 | 30 | 35 | -6 | 0
2 | ES2F3 | L3 | export_search_start | 10 | 1 | 0 | 0 | 115.7465 | 115.7465 | 12.991 | 12.991 | 72.977 | 72.977 | 30 | 0 | 30 | 35 | -30 | 0

## iteration_history
iteration | P_tr_L1_kW | P_tr_L2_kW | P_tr_L3_kW | P_export_L1_kW | P_export_L2_kW | P_export_L3_kW | P_export_total_kW | P_import_L1_kW | P_import_L2_kW | P_import_L3_kW | P_import_total_kW | I_tr_L1_A | I_tr_L2_A | I_tr_L3_A | I_unbalance_percent | I_neutral_A | angle_I_tr_L1_deg | angle_I_tr_L2_deg | angle_I_tr_L3_deg | loadflow_status | P_storage_L1_kW | step_L1 | step_pu_L1 | P_export_after_L1_kW | I_after_L1_A | P_storage_L2_kW | step_L2 | step_pu_L2 | P_export_after_L2_kW | I_after_L2_A | P_storage_L3_kW | step_L3 | step_pu_L3 | P_export_after_L3_kW | I_after_L3_A
1 | -15.2076 | -0.058356 | -6.182 | 0 | 0 | 0 | 0 | 15.2076 | 0.058356 | 6.182 | 21.448 | 98.1157 | 124.4329 | 115.7465 | 12.991 | 76.3295 | -19.9876 | -179.6195 | 72.977 | 0 | 30 | 10 | 1 | 0 | 88.2407 | 6 | 2 | 0.2 | 0 | 124.4329 | 30 | 10 | 1 | 0 | 124.8263
2 | -15.2076 | -0.058356 | -6.182 | 0 | 0 | 0 | 0 | 15.2076 | 0.058356 | 6.182 | 21.448 | 98.1157 | 124.4329 | 115.7465 | 12.991 | 76.3295 | -19.9876 | -179.6195 | 72.977 | 0 | 30 | 10 | 1 | 0 | 98.1157 | 6 | 2 | 0.2 | 0 | 124.4329 | 30 | 10 | 1 | 0 | 115.7465
3 | -15.2076 | -0.058356 | -6.182 | 0 | 0 | 0 | 0 | 15.2076 | 0.058356 | 6.182 | 21.448 | 98.1157 | 124.4329 | 115.7465 | 12.991 | 76.3295 | -19.9876 | -179.6195 | 72.977 | 0 | 30 | 10 | 1 | 0 | 98.1157 | 6 | 2 | 0.2 | 0 | 124.4329 | 30 | 10 | 1 | 0 | 115.7465

## phase_search_history
iteration | phase | search_stage | step_label | step_pu | p_export_before_kw | p_export_after_kw | i_before_a | i_after_a | i_unbalance_before_percent | i_unbalance_after_percent | angle_before_deg | angle_after_deg | converged | loadflow_result | accepted
1 | L1 | export_search | 0 | 0 | 12.5494 | 12.5494 | 87.5271 | 87.5271 | 31.7397 | 31.7397 | -96.0179 | -96.0179 | TRUE | 0
1 | L1 | export_search | 1 | 0.1 | 12.5494 | 9.9102 | 87.5271 | 81.2251 | 31.7397 | 35.5596 | -96.0179 | -90.0098 | TRUE | 0
1 | L1 | export_search | 2 | 0.2 | 12.5494 | 7.2751 | 87.5271 | 75.964 | 31.7397 | 38.8164 | -96.0179 | -83.0872 | TRUE | 0
1 | L1 | export_search | 3 | 0.3 | 12.5494 | 4.6434 | 87.5271 | 71.9701 | 31.7397 | 41.3135 | -96.0179 | -75.2714 | TRUE | 0
1 | L1 | export_search | 4 | 0.4 | 12.5494 | 2.0075 | 87.5271 | 69.477 | 31.7397 | 42.8583 | -96.0179 | -66.6942 | TRUE | 0
1 | L1 | export_search | 5 | 0.5 | 12.5494 | 0 | 87.5271 | 68.6437 | 31.7397 | 43.2899 | -96.0179 | -57.6944 | TRUE | 0
1 | L1 | export_search | 6 | 0.6 | 12.5494 | 0 | 87.5271 | 69.5638 | 31.7397 | 42.5431 | -96.0179 | -48.673 | TRUE | 0
1 | L1 | export_search | 7 | 0.7 | 12.5494 | 0 | 87.5271 | 72.1347 | 31.7397 | 40.6799 | -96.0179 | -40.1023 | TRUE | 0
1 | L1 | export_search | 8 | 0.8 | 12.5494 | 0 | 87.5271 | 76.2896 | 31.7397 | 37.7969 | -96.0179 | -32.2449 | TRUE | 0
1 | L1 | export_search | 9 | 0.9 | 12.5494 | 0 | 87.5271 | 81.7277 | 31.7397 | 34.1341 | -96.0179 | -25.3155 | TRUE | 0
1 | L1 | export_search | 10 | 1 | 12.5494 | 0 | 87.5271 | 88.2407 | 31.7397 | 29.8768 | -96.0179 | -19.3216 | TRUE | 0
1 | L2 | export_search | 0 | 0 | 6.6458 | 6.6458 | 144.6672 | 144.6672 | 29.8768 | 29.8768 | 169.4006 | 169.4006 | TRUE | 0
1 | L2 | export_search | 1 | 0.1 | 6.6458 | 4.0894 | 144.6672 | 140.024 | 29.8768 | 29.897 | 169.4006 | 173.3907 | TRUE | 0
1 | L2 | export_search | 2 | 0.2 | 6.6458 | 1.5535 | 144.6672 | 135.2466 | 29.8768 | 30.0071 | 169.4006 | 177.5816 | TRUE | 0
1 | L2 | export_search | 3 | 0.3 | 6.6458 | 0 | 144.6672 | 130.8787 | 29.8768 | 30.2159 | 169.4006 | -177.9199 | TRUE | 0
1 | L2 | export_search | 4 | 0.4 | 6.6458 | 0 | 144.6672 | 126.8413 | 29.8768 | 30.5138 | 169.4006 | -173.0913 | TRUE | 0
1 | L2 | export_search | 5 | 0.5 | 6.6458 | 0 | 144.6672 | 123.7475 | 29.8768 | 31.0107 | 169.4006 | -167.953 | TRUE | 0
1 | L2 | export_search | 6 | 0.6 | 6.6458 | 0 | 144.6672 | 121.7401 | 29.8768 | 31.732 | 169.4006 | -162.5705 | TRUE | 0
1 | L2 | export_search | 7 | 0.7 | 6.6458 | 0 | 144.6672 | 121.1687 | 29.8768 | 32.742 | 169.4006 | -157.0852 | TRUE | 0
1 | L2 | export_search | 8 | 0.8 | 6.6458 | 0 | 144.6672 | 122.7161 | 29.8768 | 34.1073 | 169.4006 | -151.7851 | TRUE | 0
1 | L2 | export_search | 9 | 0.9 | 6.6458 | 0 | 144.6672 | 125.9609 | 29.8768 | 35.7171 | 169.4006 | -146.7929 | TRUE | 0
1 | L2 | export_search | 10 | 1 | 6.6458 | 0 | 144.6672 | 130.336 | 29.8768 | 37.4765 | 169.4006 | -142.1117 | TRUE | 0
1 | L3 | export_search | 0 | 0 | 17.6283 | 17.6283 | 145.0347 | 145.0347 | 37.4765 | 37.4765 | 30.2724 | 30.2724 | TRUE | 0
1 | L3 | export_search | 1 | 0.1 | 17.6283 | 15.0012 | 145.0347 | 139.4469 | 37.4765 | 35.473 | 30.2724 | 33.9938 | TRUE | 0
1 | L3 | export_search | 2 | 0.2 | 17.6283 | 12.3637 | 145.0347 | 134.5116 | 37.4765 | 33.5432 | 30.2724 | 38.034 | TRUE | 0
1 | L3 | export_search | 3 | 0.3 | 17.6283 | 9.715 | 145.0347 | 130.3186 | 37.4765 | 31.7153 | 30.2724 | 42.3872 | TRUE | 0
1 | L3 | export_search | 4 | 0.4 | 17.6283 | 7.0504 | 145.0347 | 127.0275 | 37.4765 | 30.034 | 30.2724 | 47.047 | TRUE | 0
1 | L3 | export_search | 5 | 0.5 | 17.6283 | 4.3805 | 145.0347 | 124.5518 | 37.4765 | 28.5068 | 30.2724 | 51.93 | TRUE | 0
1 | L3 | export_search | 6 | 0.6 | 17.6283 | 1.6992 | 145.0347 | 123.0618 | 37.4765 | 27.1739 | 30.2724 | 57.0004 | TRUE | 0
1 | L3 | export_search | 7 | 0.7 | 17.6283 | 0 | 145.0347 | 122.6214 | 37.4765 | 26.0835 | 30.2724 | 62.1819 | TRUE | 0
1 | L3 | export_search | 8 | 0.8 | 17.6283 | 0 | 145.0347 | 122.9088 | 37.4765 | 25.1425 | 30.2724 | 67.3815 | TRUE | 0
1 | L3 | export_search | 9 | 0.9 | 17.6283 | 0 | 145.0347 | 123.7236 | 37.4765 | 24.2643 | 30.2724 | 72.5677 | TRUE | 0
1 | L3 | export_search | 10 | 1 | 17.6283 | 0 | 145.0347 | 124.8263 | 37.4765 | 23.3763 | 30.2724 | 77.7184 | TRUE | 0
1 | L1 | asymmetry_search | 9 | 0.9 |  |  |  |  | 23.3763 | 28.3023 |  |  | TRUE | 0 | FALSE
1 | L2 | asymmetry_search | 9 | 0.9 |  |  |  |  | 23.3763 | 21.0834 |  |  | TRUE | 0 | TRUE
1 | L3 | asymmetry_search | 9 | 0.9 |  |  |  |  | 23.3763 | 24.2643 |  |  | TRUE | 0 | FALSE
1 | L1 | asymmetry_search | 9 | 0.9 |  |  |  |  | 21.0834 | 25.9274 |  |  | TRUE | 0 | FALSE
1 | L2 | asymmetry_search | 8 | 0.8 |  |  |  |  | 21.0834 | 18.9262 |  |  | TRUE | 0 | TRUE
1 | L2 | asymmetry_search | 10 | 1 |  |  |  |  | 21.0834 | 23.3763 |  |  | TRUE | 0 | FALSE
1 | L3 | asymmetry_search | 9 | 0.9 |  |  |  |  | 21.0834 | 21.8577 |  |  | TRUE | 0 | FALSE
1 | L1 | asymmetry_search | 9 | 0.9 |  |  |  |  | 18.9262 | 23.6528 |  |  | TRUE | 0 | FALSE
1 | L2 | asymmetry_search | 7 | 0.7 |  |  |  |  | 18.9262 | 17.0332 |  |  | TRUE | 0 | TRUE
1 | L2 | asymmetry_search | 9 | 0.9 |  |  |  |  | 18.9262 | 21.0834 |  |  | TRUE | 0 | FALSE
1 | L3 | asymmetry_search | 9 | 0.9 |  |  |  |  | 18.9262 | 19.6226 |  |  | TRUE | 0 | FALSE
1 | L1 | asymmetry_search | 9 | 0.9 |  |  |  |  | 17.0332 | 21.626 |  |  | TRUE | 0 | FALSE
1 | L2 | asymmetry_search | 6 | 0.6 |  |  |  |  | 17.0332 | 15.5633 |  |  | TRUE | 0 | TRUE
1 | L2 | asymmetry_search | 8 | 0.8 |  |  |  |  | 17.0332 | 18.9262 |  |  | TRUE | 0 | FALSE
1 | L3 | asymmetry_search | 9 | 0.9 |  |  |  |  | 17.0332 | 17.7219 |  |  | TRUE | 0 | FALSE
1 | L1 | asymmetry_search | 9 | 0.9 |  |  |  |  | 15.5633 | 20.0113 |  |  | TRUE | 0 | FALSE
1 | L2 | asymmetry_search | 5 | 0.5 |  |  |  |  | 15.5633 | 14.4738 |  |  | TRUE | 0 | TRUE
1 | L2 | asymmetry_search | 7 | 0.7 |  |  |  |  | 15.5633 | 17.0332 |  |  | TRUE | 0 | FALSE
1 | L3 | asymmetry_search | 9 | 0.9 |  |  |  |  | 15.5633 | 16.2945 |  |  | TRUE | 0 | FALSE
1 | L1 | asymmetry_search | 9 | 0.9 |  |  |  |  | 14.4738 | 18.7547 |  |  | TRUE | 0 | FALSE
1 | L2 | asymmetry_search | 4 | 0.4 |  |  |  |  | 14.4738 | 13.7104 |  |  | TRUE | 0 | TRUE
1 | L2 | asymmetry_search | 6 | 0.6 |  |  |  |  | 14.4738 | 15.5633 |  |  | TRUE | 0 | FALSE
1 | L3 | asymmetry_search | 9 | 0.9 |  |  |  |  | 14.4738 | 15.2558 |  |  | TRUE | 0 | FALSE
1 | L1 | asymmetry_search | 9 | 0.9 |  |  |  |  | 13.7104 | 17.8191 |  |  | TRUE | 0 | FALSE
1 | L2 | asymmetry_search | 3 | 0.3 |  |  |  |  | 13.7104 | 13.2479 |  |  | TRUE | 0 | TRUE
1 | L2 | asymmetry_search | 5 | 0.5 |  |  |  |  | 13.7104 | 14.4738 |  |  | TRUE | 0 | FALSE
1 | L3 | asymmetry_search | 9 | 0.9 |  |  |  |  | 13.7104 | 14.5378 |  |  | TRUE | 0 | FALSE
1 | L1 | asymmetry_search | 9 | 0.9 |  |  |  |  | 13.2479 | 17.2114 |  |  | TRUE | 0 | FALSE
1 | L2 | asymmetry_search | 2 | 0.2 |  |  |  |  | 13.2479 | 12.991 |  |  | TRUE | 0 | TRUE
1 | L2 | asymmetry_search | 4 | 0.4 |  |  |  |  | 13.2479 | 13.7104 |  |  | TRUE | 0 | FALSE
1 | L3 | asymmetry_search | 9 | 0.9 |  |  |  |  | 13.2479 | 14.0511 |  |  | TRUE | 0 | FALSE
1 | L1 | asymmetry_search | 9 | 0.9 |  |  |  |  | 12.991 | 16.7772 |  |  | TRUE | 0 | FALSE
1 | L2 | asymmetry_search | 1 | 0.1 |  |  |  |  | 12.991 | 12.9115 |  |  | TRUE | 0 | FALSE
1 | L2 | asymmetry_search | 3 | 0.3 |  |  |  |  | 12.991 | 13.2479 |  |  | TRUE | 0 | FALSE
1 | L3 | asymmetry_search | 9 | 0.9 |  |  |  |  | 12.991 | 13.7189 |  |  | TRUE | 0 | FALSE
2 | L1 | asymmetry_search | 9 | 0.9 |  |  |  |  | 12.991 | 16.7772 |  |  | TRUE | 0 | FALSE
2 | L2 | asymmetry_search | 1 | 0.1 |  |  |  |  | 12.991 | 12.9115 |  |  | TRUE | 0 | FALSE
2 | L2 | asymmetry_search | 3 | 0.3 |  |  |  |  | 12.991 | 13.2479 |  |  | TRUE | 0 | FALSE
2 | L3 | asymmetry_search | 9 | 0.9 |  |  |  |  | 12.991 | 13.7189 |  |  | TRUE | 0 | FALSE
3 | L1 | asymmetry_search | 9 | 0.9 |  |  |  |  | 12.991 | 16.7772 |  |  | TRUE | 0 | FALSE
3 | L2 | asymmetry_search | 1 | 0.1 |  |  |  |  | 12.991 | 12.9115 |  |  | TRUE | 0 | FALSE
3 | L2 | asymmetry_search | 3 | 0.3 |  |  |  |  | 12.991 | 13.2479 |  |  | TRUE | 0 | FALSE
3 | L3 | asymmetry_search | 9 | 0.9 |  |  |  |  | 12.991 | 13.7189 |  |  | TRUE | 0 | FALSE

## loadflow_attempts
stage | attempt_no | storage_node | storage_element | phase | stage_name | step_label | step_pu | p_export_before_kw | p_export_after_kw | i_before_a | i_after_a | i_unbalance_before_percent | i_unbalance_after_percent | angle_before_deg | angle_after_deg | p_storage_kw | q_storage_kvar | Pmax_kW | Smax_kVA | converged | loadflow_result | note
initial | 0 | 2 | ES2F1 | L1 | start | 0 | 0 | [8 empty] | 0 | 0 | 30 | 35 | TRUE | 0 | first loadflow after switching PV to qvchar and storage=0
initial | 0 | 2 | ES2F2 | L2 | start | 0 | 0 | [8 empty] | 0 | 0 | 30 | 35 | TRUE | 0 | first loadflow after switching PV to qvchar and storage=0
initial | 0 | 2 | ES2F3 | L3 | start | 0 | 0 | [8 empty] | 0 | 0 | 30 | 35 | TRUE | 0 | first loadflow after switching PV to qvchar and storage=0
phase_export_search | 1 | 2 | ES2F1 | L1 | export_search | 0 | 0 | 12.5494 | 12.5494 | 87.5271 | 87.5271 | 31.7397 | 31.7397 | -96.0179 | -96.0179 | 0 | 0 | 30 | 35 | TRUE | 0 | L1: export search by step
phase_export_search | 1 | 2 | ES2F2 | L2 | start | 0 | 0 | [8 empty] | 0 | 0 | 30 | 35 | TRUE | 0 | L1: export search by step
phase_export_search | 1 | 2 | ES2F3 | L3 | start | 0 | 0 | [8 empty] | 0 | 0 | 30 | 35 | TRUE | 0 | L1: export search by step
phase_export_search | 1 | 2 | ES2F1 | L1 | export_search | 1 | 0.1 | 12.5494 | 9.9102 | 87.5271 | 81.2251 | 31.7397 | 35.5596 | -96.0179 | -90.0098 | 3 | 0 | 30 | 35 | TRUE | 0 | L1: export search by step
phase_export_search | 1 | 2 | ES2F2 | L2 | start | 0 | 0 | [8 empty] | 0 | 0 | 30 | 35 | TRUE | 0 | L1: export search by step
phase_export_search | 1 | 2 | ES2F3 | L3 | start | 0 | 0 | [8 empty] | 0 | 0 | 30 | 35 | TRUE | 0 | L1: export search by step
phase_export_search | 1 | 2 | ES2F1 | L1 | export_search | 2 | 0.2 | 12.5494 | 7.2751 | 87.5271 | 75.964 | 31.7397 | 38.8164 | -96.0179 | -83.0872 | 6 | 0 | 30 | 35 | TRUE | 0 | L1: export search by step
phase_export_search | 1 | 2 | ES2F2 | L2 | start | 0 | 0 | [8 empty] | 0 | 0 | 30 | 35 | TRUE | 0 | L1: export search by step
phase_export_search | 1 | 2 | ES2F3 | L3 | start | 0 | 0 | [8 empty] | 0 | 0 | 30 | 35 | TRUE | 0 | L1: export search by step
phase_export_search | 1 | 2 | ES2F1 | L1 | export_search | 3 | 0.3 | 12.5494 | 4.6434 | 87.5271 | 71.9701 | 31.7397 | 41.3135 | -96.0179 | -75.2714 | 9 | 0 | 30 | 35 | TRUE | 0 | L1: export search by step
phase_export_search | 1 | 2 | ES2F2 | L2 | start | 0 | 0 | [8 empty] | 0 | 0 | 30 | 35 | TRUE | 0 | L1: export search by step
phase_export_search | 1 | 2 | ES2F3 | L3 | start | 0 | 0 | [8 empty] | 0 | 0 | 30 | 35 | TRUE | 0 | L1: export search by step
phase_export_search | 1 | 2 | ES2F1 | L1 | export_search | 4 | 0.4 | 12.5494 | 2.0075 | 87.5271 | 69.477 | 31.7397 | 42.8583 | -96.0179 | -66.6942 | 12 | 0 | 30 | 35 | TRUE | 0 | L1: export search by step
phase_export_search | 1 | 2 | ES2F2 | L2 | start | 0 | 0 | [8 empty] | 0 | 0 | 30 | 35 | TRUE | 0 | L1: export search by step
phase_export_search | 1 | 2 | ES2F3 | L3 | start | 0 | 0 | [8 empty] | 0 | 0 | 30 | 35 | TRUE | 0 | L1: export search by step
phase_export_search | 1 | 2 | ES2F1 | L1 | export_search | 5 | 0.5 | 12.5494 | 0 | 87.5271 | 68.6437 | 31.7397 | 43.2899 | -96.0179 | -57.6944 | 15 | 0 | 30 | 35 | TRUE | 0 | L1: export search by step
phase_export_search | 1 | 2 | ES2F2 | L2 | start | 0 | 0 | [8 empty] | 0 | 0 | 30 | 35 | TRUE | 0 | L1: export search by step
phase_export_search | 1 | 2 | ES2F3 | L3 | start | 0 | 0 | [8 empty] | 0 | 0 | 30 | 35 | TRUE | 0 | L1: export search by step
phase_export_search | 1 | 2 | ES2F1 | L1 | export_search | 6 | 0.6 | 12.5494 | 0 | 87.5271 | 69.5638 | 31.7397 | 42.5431 | -96.0179 | -48.673 | 18 | 0 | 30 | 35 | TRUE | 0 | L1: export search by step
phase_export_search | 1 | 2 | ES2F2 | L2 | start | 0 | 0 | [8 empty] | 0 | 0 | 30 | 35 | TRUE | 0 | L1: export search by step
phase_export_search | 1 | 2 | ES2F3 | L3 | start | 0 | 0 | [8 empty] | 0 | 0 | 30 | 35 | TRUE | 0 | L1: export search by step
phase_export_search | 1 | 2 | ES2F1 | L1 | export_search | 7 | 0.7 | 12.5494 | 0 | 87.5271 | 72.1347 | 31.7397 | 40.6799 | -96.0179 | -40.1023 | 21 | 0 | 30 | 35 | TRUE | 0 | L1: export search by step
phase_export_search | 1 | 2 | ES2F2 | L2 | start | 0 | 0 | [8 empty] | 0 | 0 | 30 | 35 | TRUE | 0 | L1: export search by step
phase_export_search | 1 | 2 | ES2F3 | L3 | start | 0 | 0 | [8 empty] | 0 | 0 | 30 | 35 | TRUE | 0 | L1: export search by step
phase_export_search | 1 | 2 | ES2F1 | L1 | export_search | 8 | 0.8 | 12.5494 | 0 | 87.5271 | 76.2896 | 31.7397 | 37.7969 | -96.0179 | -32.2449 | 24 | 0 | 30 | 35 | TRUE | 0 | L1: export search by step
phase_export_search | 1 | 2 | ES2F2 | L2 | start | 0 | 0 | [8 empty] | 0 | 0 | 30 | 35 | TRUE | 0 | L1: export search by step
phase_export_search | 1 | 2 | ES2F3 | L3 | start | 0 | 0 | [8 empty] | 0 | 0 | 30 | 35 | TRUE | 0 | L1: export search by step
phase_export_search | 1 | 2 | ES2F1 | L1 | export_search | 9 | 0.9 | 12.5494 | 0 | 87.5271 | 81.7277 | 31.7397 | 34.1341 | -96.0179 | -25.3155 | 27 | 0 | 30 | 35 | TRUE | 0 | L1: export search by step
phase_export_search | 1 | 2 | ES2F2 | L2 | start | 0 | 0 | [8 empty] | 0 | 0 | 30 | 35 | TRUE | 0 | L1: export search by step
phase_export_search | 1 | 2 | ES2F3 | L3 | start | 0 | 0 | [8 empty] | 0 | 0 | 30 | 35 | TRUE | 0 | L1: export search by step
phase_export_search | 1 | 2 | ES2F1 | L1 | export_search | 10 | 1 | 12.5494 | 0 | 87.5271 | 88.2407 | 31.7397 | 29.8768 | -96.0179 | -19.3216 | 30 | 0 | 30 | 35 | TRUE | 0 | L1: export search by step
phase_export_search | 1 | 2 | ES2F2 | L2 | start | 0 | 0 | [8 empty] | 0 | 0 | 30 | 35 | TRUE | 0 | L1: export search by step
phase_export_search | 1 | 2 | ES2F3 | L3 | start | 0 | 0 | [8 empty] | 0 | 0 | 30 | 35 | TRUE | 0 | L1: export search by step
phase_export_restore | 1 | 2 | ES2F1 | L1 | export_search | 10 | 1 | 12.5494 | 0 | 87.5271 | 88.2407 | 31.7397 | 29.8768 | -96.0179 | -19.3216 | 30 | 0 | 30 | 35 | TRUE | 0 | L1: final restore best export state
phase_export_restore | 1 | 2 | ES2F2 | L2 | start | 0 | 0 | [8 empty] | 0 | 0 | 30 | 35 | TRUE | 0 | L1: final restore best export state
phase_export_restore | 1 | 2 | ES2F3 | L3 | start | 0 | 0 | [8 empty] | 0 | 0 | 30 | 35 | TRUE | 0 | L1: final restore best export state
phase_export_search | 1 | 2 | ES2F1 | L1 | export_search | 10 | 1 | 12.5494 | 0 | 87.5271 | 88.2407 | 31.7397 | 29.8768 | -96.0179 | -19.3216 | 30 | 0 | 30 | 35 | TRUE | 0 | L2: export search by step
phase_export_search | 1 | 2 | ES2F2 | L2 | export_search | 0 | 0 | 6.6458 | 6.6458 | 144.6672 | 144.6672 | 29.8768 | 29.8768 | 169.4006 | 169.4006 | 0 | 0 | 30 | 35 | TRUE | 0 | L2: export search by step
phase_export_search | 1 | 2 | ES2F3 | L3 | start | 0 | 0 | [8 empty] | 0 | 0 | 30 | 35 | TRUE | 0 | L2: export search by step
phase_export_search | 1 | 2 | ES2F1 | L1 | export_search | 10 | 1 | 12.5494 | 0 | 87.5271 | 88.2407 | 31.7397 | 29.8768 | -96.0179 | -19.3216 | 30 | 0 | 30 | 35 | TRUE | 0 | L2: export search by step
phase_export_search | 1 | 2 | ES2F2 | L2 | export_search | 1 | 0.1 | 6.6458 | 4.0894 | 144.6672 | 140.024 | 29.8768 | 29.897 | 169.4006 | 173.3907 | 3 | 0 | 30 | 35 | TRUE | 0 | L2: export search by step
phase_export_search | 1 | 2 | ES2F3 | L3 | start | 0 | 0 | [8 empty] | 0 | 0 | 30 | 35 | TRUE | 0 | L2: export search by step
phase_export_search | 1 | 2 | ES2F1 | L1 | export_search | 10 | 1 | 12.5494 | 0 | 87.5271 | 88.2407 | 31.7397 | 29.8768 | -96.0179 | -19.3216 | 30 | 0 | 30 | 35 | TRUE | 0 | L2: export search by step
phase_export_search | 1 | 2 | ES2F2 | L2 | export_search | 2 | 0.2 | 6.6458 | 1.5535 | 144.6672 | 135.2466 | 29.8768 | 30.0071 | 169.4006 | 177.5816 | 6 | 0 | 30 | 35 | TRUE | 0 | L2: export search by step
phase_export_search | 1 | 2 | ES2F3 | L3 | start | 0 | 0 | [8 empty] | 0 | 0 | 30 | 35 | TRUE | 0 | L2: export search by step
phase_export_search | 1 | 2 | ES2F1 | L1 | export_search | 10 | 1 | 12.5494 | 0 | 87.5271 | 88.2407 | 31.7397 | 29.8768 | -96.0179 | -19.3216 | 30 | 0 | 30 | 35 | TRUE | 0 | L2: export search by step
phase_export_search | 1 | 2 | ES2F2 | L2 | export_search | 3 | 0.3 | 6.6458 | 0 | 144.6672 | 130.8787 | 29.8768 | 30.2159 | 169.4006 | -177.9199 | 9 | 0 | 30 | 35 | TRUE | 0 | L2: export search by step
phase_export_search | 1 | 2 | ES2F3 | L3 | start | 0 | 0 | [8 empty] | 0 | 0 | 30 | 35 | TRUE | 0 | L2: export search by step
phase_export_search | 1 | 2 | ES2F1 | L1 | export_search | 10 | 1 | 12.5494 | 0 | 87.5271 | 88.2407 | 31.7397 | 29.8768 | -96.0179 | -19.3216 | 30 | 0 | 30 | 35 | TRUE | 0 | L2: export search by step
phase_export_search | 1 | 2 | ES2F2 | L2 | export_search | 4 | 0.4 | 6.6458 | 0 | 144.6672 | 126.8413 | 29.8768 | 30.5138 | 169.4006 | -173.0913 | 12 | 0 | 30 | 35 | TRUE | 0 | L2: export search by step
phase_export_search | 1 | 2 | ES2F3 | L3 | start | 0 | 0 | [8 empty] | 0 | 0 | 30 | 35 | TRUE | 0 | L2: export search by step
phase_export_search | 1 | 2 | ES2F1 | L1 | export_search | 10 | 1 | 12.5494 | 0 | 87.5271 | 88.2407 | 31.7397 | 29.8768 | -96.0179 | -19.3216 | 30 | 0 | 30 | 35 | TRUE | 0 | L2: export search by step
phase_export_search | 1 | 2 | ES2F2 | L2 | export_search | 5 | 0.5 | 6.6458 | 0 | 144.6672 | 123.7475 | 29.8768 | 31.0107 | 169.4006 | -167.953 | 15 | 0 | 30 | 35 | TRUE | 0 | L2: export search by step
phase_export_search | 1 | 2 | ES2F3 | L3 | start | 0 | 0 | [8 empty] | 0 | 0 | 30 | 35 | TRUE | 0 | L2: export search by step
phase_export_search | 1 | 2 | ES2F1 | L1 | export_search | 10 | 1 | 12.5494 | 0 | 87.5271 | 88.2407 | 31.7397 | 29.8768 | -96.0179 | -19.3216 | 30 | 0 | 30 | 35 | TRUE | 0 | L2: export search by step
phase_export_search | 1 | 2 | ES2F2 | L2 | export_search | 6 | 0.6 | 6.6458 | 0 | 144.6672 | 121.7401 | 29.8768 | 31.732 | 169.4006 | -162.5705 | 18 | 0 | 30 | 35 | TRUE | 0 | L2: export search by step
phase_export_search | 1 | 2 | ES2F3 | L3 | start | 0 | 0 | [8 empty] | 0 | 0 | 30 | 35 | TRUE | 0 | L2: export search by step
phase_export_search | 1 | 2 | ES2F1 | L1 | export_search | 10 | 1 | 12.5494 | 0 | 87.5271 | 88.2407 | 31.7397 | 29.8768 | -96.0179 | -19.3216 | 30 | 0 | 30 | 35 | TRUE | 0 | L2: export search by step
phase_export_search | 1 | 2 | ES2F2 | L2 | export_search | 7 | 0.7 | 6.6458 | 0 | 144.6672 | 121.1687 | 29.8768 | 32.742 | 169.4006 | -157.0852 | 21 | 0 | 30 | 35 | TRUE | 0 | L2: export search by step
phase_export_search | 1 | 2 | ES2F3 | L3 | start | 0 | 0 | [8 empty] | 0 | 0 | 30 | 35 | TRUE | 0 | L2: export search by step
phase_export_search | 1 | 2 | ES2F1 | L1 | export_search | 10 | 1 | 12.5494 | 0 | 87.5271 | 88.2407 | 31.7397 | 29.8768 | -96.0179 | -19.3216 | 30 | 0 | 30 | 35 | TRUE | 0 | L2: export search by step
phase_export_search | 1 | 2 | ES2F2 | L2 | export_search | 8 | 0.8 | 6.6458 | 0 | 144.6672 | 122.7161 | 29.8768 | 34.1073 | 169.4006 | -151.7851 | 24 | 0 | 30 | 35 | TRUE | 0 | L2: export search by step
phase_export_search | 1 | 2 | ES2F3 | L3 | start | 0 | 0 | [8 empty] | 0 | 0 | 30 | 35 | TRUE | 0 | L2: export search by step
phase_export_search | 1 | 2 | ES2F1 | L1 | export_search | 10 | 1 | 12.5494 | 0 | 87.5271 | 88.2407 | 31.7397 | 29.8768 | -96.0179 | -19.3216 | 30 | 0 | 30 | 35 | TRUE | 0 | L2: export search by step
phase_export_search | 1 | 2 | ES2F2 | L2 | export_search | 9 | 0.9 | 6.6458 | 0 | 144.6672 | 125.9609 | 29.8768 | 35.7171 | 169.4006 | -146.7929 | 27 | 0 | 30 | 35 | TRUE | 0 | L2: export search by step
phase_export_search | 1 | 2 | ES2F3 | L3 | start | 0 | 0 | [8 empty] | 0 | 0 | 30 | 35 | TRUE | 0 | L2: export search by step
phase_export_search | 1 | 2 | ES2F1 | L1 | export_search | 10 | 1 | 12.5494 | 0 | 87.5271 | 88.2407 | 31.7397 | 29.8768 | -96.0179 | -19.3216 | 30 | 0 | 30 | 35 | TRUE | 0 | L2: export search by step
phase_export_search | 1 | 2 | ES2F2 | L2 | export_search | 10 | 1 | 6.6458 | 0 | 144.6672 | 130.336 | 29.8768 | 37.4765 | 169.4006 | -142.1117 | 30 | 0 | 30 | 35 | TRUE | 0 | L2: export search by step
phase_export_search | 1 | 2 | ES2F3 | L3 | start | 0 | 0 | [8 empty] | 0 | 0 | 30 | 35 | TRUE | 0 | L2: export search by step
phase_export_restore | 1 | 2 | ES2F1 | L1 | export_search | 10 | 1 | 12.5494 | 0 | 87.5271 | 88.2407 | 31.7397 | 29.8768 | -96.0179 | -19.3216 | 30 | 0 | 30 | 35 | TRUE | 0 | L2: final restore best export state
phase_export_restore | 1 | 2 | ES2F2 | L2 | export_search | 10 | 1 | 6.6458 | 0 | 144.6672 | 130.336 | 29.8768 | 37.4765 | 169.4006 | -142.1117 | 30 | 0 | 30 | 35 | TRUE | 0 | L2: final restore best export state
phase_export_restore | 1 | 2 | ES2F3 | L3 | start | 0 | 0 | [8 empty] | 0 | 0 | 30 | 35 | TRUE | 0 | L2: final restore best export state
phase_export_search | 1 | 2 | ES2F1 | L1 | export_search | 10 | 1 | 12.5494 | 0 | 87.5271 | 88.2407 | 31.7397 | 29.8768 | -96.0179 | -19.3216 | 30 | 0 | 30 | 35 | TRUE | 0 | L3: export search by step
phase_export_search | 1 | 2 | ES2F2 | L2 | export_search | 10 | 1 | 6.6458 | 0 | 144.6672 | 130.336 | 29.8768 | 37.4765 | 169.4006 | -142.1117 | 30 | 0 | 30 | 35 | TRUE | 0 | L3: export search by step
phase_export_search | 1 | 2 | ES2F3 | L3 | export_search | 0 | 0 | 17.6283 | 17.6283 | 145.0347 | 145.0347 | 37.4765 | 37.4765 | 30.2724 | 30.2724 | 0 | 0 | 30 | 35 | TRUE | 0 | L3: export search by step
phase_export_search | 1 | 2 | ES2F1 | L1 | export_search | 10 | 1 | 12.5494 | 0 | 87.5271 | 88.2407 | 31.7397 | 29.8768 | -96.0179 | -19.3216 | 30 | 0 | 30 | 35 | TRUE | 0 | L3: export search by step
phase_export_search | 1 | 2 | ES2F2 | L2 | export_search | 10 | 1 | 6.6458 | 0 | 144.6672 | 130.336 | 29.8768 | 37.4765 | 169.4006 | -142.1117 | 30 | 0 | 30 | 35 | TRUE | 0 | L3: export search by step
phase_export_search | 1 | 2 | ES2F3 | L3 | export_search | 1 | 0.1 | 17.6283 | 15.0012 | 145.0347 | 139.4469 | 37.4765 | 35.473 | 30.2724 | 33.9938 | 3 | 0 | 30 | 35 | TRUE | 0 | L3: export search by step
phase_export_search | 1 | 2 | ES2F1 | L1 | export_search | 10 | 1 | 12.5494 | 0 | 87.5271 | 88.2407 | 31.7397 | 29.8768 | -96.0179 | -19.3216 | 30 | 0 | 30 | 35 | TRUE | 0 | L3: export search by step
phase_export_search | 1 | 2 | ES2F2 | L2 | export_search | 10 | 1 | 6.6458 | 0 | 144.6672 | 130.336 | 29.8768 | 37.4765 | 169.4006 | -142.1117 | 30 | 0 | 30 | 35 | TRUE | 0 | L3: export search by step
phase_export_search | 1 | 2 | ES2F3 | L3 | export_search | 2 | 0.2 | 17.6283 | 12.3637 | 145.0347 | 134.5116 | 37.4765 | 33.5432 | 30.2724 | 38.034 | 6 | 0 | 30 | 35 | TRUE | 0 | L3: export search by step
phase_export_search | 1 | 2 | ES2F1 | L1 | export_search | 10 | 1 | 12.5494 | 0 | 87.5271 | 88.2407 | 31.7397 | 29.8768 | -96.0179 | -19.3216 | 30 | 0 | 30 | 35 | TRUE | 0 | L3: export search by step
phase_export_search | 1 | 2 | ES2F2 | L2 | export_search | 10 | 1 | 6.6458 | 0 | 144.6672 | 130.336 | 29.8768 | 37.4765 | 169.4006 | -142.1117 | 30 | 0 | 30 | 35 | TRUE | 0 | L3: export search by step
phase_export_search | 1 | 2 | ES2F3 | L3 | export_search | 3 | 0.3 | 17.6283 | 9.715 | 145.0347 | 130.3186 | 37.4765 | 31.7153 | 30.2724 | 42.3872 | 9 | 0 | 30 | 35 | TRUE | 0 | L3: export search by step
phase_export_search | 1 | 2 | ES2F1 | L1 | export_search | 10 | 1 | 12.5494 | 0 | 87.5271 | 88.2407 | 31.7397 | 29.8768 | -96.0179 | -19.3216 | 30 | 0 | 30 | 35 | TRUE | 0 | L3: export search by step
phase_export_search | 1 | 2 | ES2F2 | L2 | export_search | 10 | 1 | 6.6458 | 0 | 144.6672 | 130.336 | 29.8768 | 37.4765 | 169.4006 | -142.1117 | 30 | 0 | 30 | 35 | TRUE | 0 | L3: export search by step
phase_export_search | 1 | 2 | ES2F3 | L3 | export_search | 4 | 0.4 | 17.6283 | 7.0504 | 145.0347 | 127.0275 | 37.4765 | 30.034 | 30.2724 | 47.047 | 12 | 0 | 30 | 35 | TRUE | 0 | L3: export search by step
phase_export_search | 1 | 2 | ES2F1 | L1 | export_search | 10 | 1 | 12.5494 | 0 | 87.5271 | 88.2407 | 31.7397 | 29.8768 | -96.0179 | -19.3216 | 30 | 0 | 30 | 35 | TRUE | 0 | L3: export search by step
phase_export_search | 1 | 2 | ES2F2 | L2 | export_search | 10 | 1 | 6.6458 | 0 | 144.6672 | 130.336 | 29.8768 | 37.4765 | 169.4006 | -142.1117 | 30 | 0 | 30 | 35 | TRUE | 0 | L3: export search by step
phase_export_search | 1 | 2 | ES2F3 | L3 | export_search | 5 | 0.5 | 17.6283 | 4.3805 | 145.0347 | 124.5518 | 37.4765 | 28.5068 | 30.2724 | 51.93 | 15 | 0 | 30 | 35 | TRUE | 0 | L3: export search by step
phase_export_search | 1 | 2 | ES2F1 | L1 | export_search | 10 | 1 | 12.5494 | 0 | 87.5271 | 88.2407 | 31.7397 | 29.8768 | -96.0179 | -19.3216 | 30 | 0 | 30 | 35 | TRUE | 0 | L3: export search by step
phase_export_search | 1 | 2 | ES2F2 | L2 | export_search | 10 | 1 | 6.6458 | 0 | 144.6672 | 130.336 | 29.8768 | 37.4765 | 169.4006 | -142.1117 | 30 | 0 | 30 | 35 | TRUE | 0 | L3: export search by step
phase_export_search | 1 | 2 | ES2F3 | L3 | export_search | 6 | 0.6 | 17.6283 | 1.6992 | 145.0347 | 123.0618 | 37.4765 | 27.1739 | 30.2724 | 57.0004 | 18 | 0 | 30 | 35 | TRUE | 0 | L3: export search by step
phase_export_search | 1 | 2 | ES2F1 | L1 | export_search | 10 | 1 | 12.5494 | 0 | 87.5271 | 88.2407 | 31.7397 | 29.8768 | -96.0179 | -19.3216 | 30 | 0 | 30 | 35 | TRUE | 0 | L3: export search by step
phase_export_search | 1 | 2 | ES2F2 | L2 | export_search | 10 | 1 | 6.6458 | 0 | 144.6672 | 130.336 | 29.8768 | 37.4765 | 169.4006 | -142.1117 | 30 | 0 | 30 | 35 | TRUE | 0 | L3: export search by step
phase_export_search | 1 | 2 | ES2F3 | L3 | export_search | 7 | 0.7 | 17.6283 | 0 | 145.0347 | 122.6214 | 37.4765 | 26.0835 | 30.2724 | 62.1819 | 21 | 0 | 30 | 35 | TRUE | 0 | L3: export search by step
phase_export_search | 1 | 2 | ES2F1 | L1 | export_search | 10 | 1 | 12.5494 | 0 | 87.5271 | 88.2407 | 31.7397 | 29.8768 | -96.0179 | -19.3216 | 30 | 0 | 30 | 35 | TRUE | 0 | L3: export search by step
phase_export_search | 1 | 2 | ES2F2 | L2 | export_search | 10 | 1 | 6.6458 | 0 | 144.6672 | 130.336 | 29.8768 | 37.4765 | 169.4006 | -142.1117 | 30 | 0 | 30 | 35 | TRUE | 0 | L3: export search by step
phase_export_search | 1 | 2 | ES2F3 | L3 | export_search | 8 | 0.8 | 17.6283 | 0 | 145.0347 | 122.9088 | 37.4765 | 25.1425 | 30.2724 | 67.3815 | 24 | 0 | 30 | 35 | TRUE | 0 | L3: export search by step
phase_export_search | 1 | 2 | ES2F1 | L1 | export_search | 10 | 1 | 12.5494 | 0 | 87.5271 | 88.2407 | 31.7397 | 29.8768 | -96.0179 | -19.3216 | 30 | 0 | 30 | 35 | TRUE | 0 | L3: export search by step
phase_export_search | 1 | 2 | ES2F2 | L2 | export_search | 10 | 1 | 6.6458 | 0 | 144.6672 | 130.336 | 29.8768 | 37.4765 | 169.4006 | -142.1117 | 30 | 0 | 30 | 35 | TRUE | 0 | L3: export search by step
phase_export_search | 1 | 2 | ES2F3 | L3 | export_search | 9 | 0.9 | 17.6283 | 0 | 145.0347 | 123.7236 | 37.4765 | 24.2643 | 30.2724 | 72.5677 | 27 | 0 | 30 | 35 | TRUE | 0 | L3: export search by step
phase_export_search | 1 | 2 | ES2F1 | L1 | export_search | 10 | 1 | 12.5494 | 0 | 87.5271 | 88.2407 | 31.7397 | 29.8768 | -96.0179 | -19.3216 | 30 | 0 | 30 | 35 | TRUE | 0 | L3: export search by step
phase_export_search | 1 | 2 | ES2F2 | L2 | export_search | 10 | 1 | 6.6458 | 0 | 144.6672 | 130.336 | 29.8768 | 37.4765 | 169.4006 | -142.1117 | 30 | 0 | 30 | 35 | TRUE | 0 | L3: export search by step
phase_export_search | 1 | 2 | ES2F3 | L3 | export_search | 10 | 1 | 17.6283 | 0 | 145.0347 | 124.8263 | 37.4765 | 23.3763 | 30.2724 | 77.7184 | 30 | 0 | 30 | 35 | TRUE | 0 | L3: export search by step
phase_export_restore | 1 | 2 | ES2F1 | L1 | export_search | 10 | 1 | 12.5494 | 0 | 87.5271 | 88.2407 | 31.7397 | 29.8768 | -96.0179 | -19.3216 | 30 | 0 | 30 | 35 | TRUE | 0 | L3: final restore best export state
phase_export_restore | 1 | 2 | ES2F2 | L2 | export_search | 10 | 1 | 6.6458 | 0 | 144.6672 | 130.336 | 29.8768 | 37.4765 | 169.4006 | -142.1117 | 30 | 0 | 30 | 35 | TRUE | 0 | L3: final restore best export state
phase_export_restore | 1 | 2 | ES2F3 | L3 | export_search | 10 | 1 | 17.6283 | 0 | 145.0347 | 124.8263 | 37.4765 | 23.3763 | 30.2724 | 77.7184 | 30 | 0 | 30 | 35 | TRUE | 0 | L3: final restore best export state
phase_asymmetry_search | 1 | 2 | ES2F1 | L1 | asymmetry_search | 9 | 0.9 | 0 | 0 | 86.4369 | 79.2938 | 23.3763 | 28.3023 | -14.7273 | -20.4954 | 27 | 0 | 30 | 35 | TRUE | 0 | L1: asymmetry correction trial
phase_asymmetry_search | 1 | 2 | ES2F2 | L2 | export_search | 10 | 1 | 6.6458 | 0 | 144.6672 | 130.336 | 29.8768 | 37.4765 | 169.4006 | -142.1117 | 30 | 0 | 30 | 35 | TRUE | 0 | L1: asymmetry correction trial
phase_asymmetry_search | 1 | 2 | ES2F3 | L3 | export_search | 10 | 1 | 17.6283 | 0 | 145.0347 | 124.8263 | 37.4765 | 23.3763 | 30.2724 | 77.7184 | 30 | 0 | 30 | 35 | TRUE | 0 | L1: asymmetry correction trial
phase_asymmetry_restore | 1 | 2 | ES2F1 | L1 | export_search | 10 | 1 | 12.5494 | 0 | 87.5271 | 88.2407 | 31.7397 | 29.8768 | -96.0179 | -19.3216 | 30 | 0 | 30 | 35 | TRUE | 0 | L1: restore current state after asymmetry trial
phase_asymmetry_restore | 1 | 2 | ES2F2 | L2 | export_search | 10 | 1 | 6.6458 | 0 | 144.6672 | 130.336 | 29.8768 | 37.4765 | 169.4006 | -142.1117 | 30 | 0 | 30 | 35 | TRUE | 0 | L1: restore current state after asymmetry trial
phase_asymmetry_restore | 1 | 2 | ES2F3 | L3 | export_search | 10 | 1 | 17.6283 | 0 | 145.0347 | 124.8263 | 37.4765 | 23.3763 | 30.2724 | 77.7184 | 30 | 0 | 30 | 35 | TRUE | 0 | L1: restore current state after asymmetry trial
phase_asymmetry_search | 1 | 2 | ES2F1 | L1 | export_search | 10 | 1 | 12.5494 | 0 | 87.5271 | 88.2407 | 31.7397 | 29.8768 | -96.0179 | -19.3216 | 30 | 0 | 30 | 35 | TRUE | 0 | L2: asymmetry correction trial
phase_asymmetry_search | 1 | 2 | ES2F2 | L2 | asymmetry_search | 9 | 0.9 | 0 | 0 | 127.1581 | 121.8419 | 23.3763 | 21.0834 | -137.1239 | -141.7087 | 27 | 0 | 30 | 35 | TRUE | 0 | L2: asymmetry correction trial
phase_asymmetry_search | 1 | 2 | ES2F3 | L3 | export_search | 10 | 1 | 17.6283 | 0 | 145.0347 | 124.8263 | 37.4765 | 23.3763 | 30.2724 | 77.7184 | 30 | 0 | 30 | 35 | TRUE | 0 | L2: asymmetry correction trial
phase_asymmetry_restore | 1 | 2 | ES2F1 | L1 | export_search | 10 | 1 | 12.5494 | 0 | 87.5271 | 88.2407 | 31.7397 | 29.8768 | -96.0179 | -19.3216 | 30 | 0 | 30 | 35 | TRUE | 0 | L2: restore current state after asymmetry trial
phase_asymmetry_restore | 1 | 2 | ES2F2 | L2 | export_search | 10 | 1 | 6.6458 | 0 | 144.6672 | 130.336 | 29.8768 | 37.4765 | 169.4006 | -142.1117 | 30 | 0 | 30 | 35 | TRUE | 0 | L2: restore current state after asymmetry trial
phase_asymmetry_restore | 1 | 2 | ES2F3 | L3 | export_search | 10 | 1 | 17.6283 | 0 | 145.0347 | 124.8263 | 37.4765 | 23.3763 | 30.2724 | 77.7184 | 30 | 0 | 30 | 35 | TRUE | 0 | L2: restore current state after asymmetry trial
phase_asymmetry_search | 1 | 2 | ES2F1 | L1 | export_search | 10 | 1 | 12.5494 | 0 | 87.5271 | 88.2407 | 31.7397 | 29.8768 | -96.0179 | -19.3216 | 30 | 0 | 30 | 35 | TRUE | 0 | L3: asymmetry correction trial
phase_asymmetry_search | 1 | 2 | ES2F2 | L2 | export_search | 10 | 1 | 6.6458 | 0 | 144.6672 | 130.336 | 29.8768 | 37.4765 | 169.4006 | -142.1117 | 30 | 0 | 30 | 35 | TRUE | 0 | L3: asymmetry correction trial
phase_asymmetry_search | 1 | 2 | ES2F3 | L3 | asymmetry_search | 9 | 0.9 | 0 | 0 | 124.8263 | 123.7236 | 23.3763 | 24.2643 | 77.7184 | 72.5677 | 27 | 0 | 30 | 35 | TRUE | 0 | L3: asymmetry correction trial
phase_asymmetry_restore | 1 | 2 | ES2F1 | L1 | export_search | 10 | 1 | 12.5494 | 0 | 87.5271 | 88.2407 | 31.7397 | 29.8768 | -96.0179 | -19.3216 | 30 | 0 | 30 | 35 | TRUE | 0 | L3: restore current state after asymmetry trial
phase_asymmetry_restore | 1 | 2 | ES2F2 | L2 | export_search | 10 | 1 | 6.6458 | 0 | 144.6672 | 130.336 | 29.8768 | 37.4765 | 169.4006 | -142.1117 | 30 | 0 | 30 | 35 | TRUE | 0 | L3: restore current state after asymmetry trial
phase_asymmetry_restore | 1 | 2 | ES2F3 | L3 | export_search | 10 | 1 | 17.6283 | 0 | 145.0347 | 124.8263 | 37.4765 | 23.3763 | 30.2724 | 77.7184 | 30 | 0 | 30 | 35 | TRUE | 0 | L3: restore current state after asymmetry trial
phase_asymmetry_accept | 1 | 2 | ES2F1 | L1 | export_search | 10 | 1 | 12.5494 | 0 | 87.5271 | 88.2407 | 31.7397 | 29.8768 | -96.0179 | -19.3216 | 30 | 0 | 30 | 35 | TRUE | 0 | accept best asymmetry correction move
phase_asymmetry_accept | 1 | 2 | ES2F2 | L2 | asymmetry_search | 9 | 0.9 | 0 | 0 | 127.1581 | 121.8419 | 23.3763 | 21.0834 | -137.1239 | -141.7087 | 27 | 0 | 30 | 35 | TRUE | 0 | accept best asymmetry correction move
phase_asymmetry_accept | 1 | 2 | ES2F3 | L3 | export_search | 10 | 1 | 17.6283 | 0 | 145.0347 | 124.8263 | 37.4765 | 23.3763 | 30.2724 | 77.7184 | 30 | 0 | 30 | 35 | TRUE | 0 | accept best asymmetry correction move
phase_asymmetry_search | 1 | 2 | ES2F1 | L1 | asymmetry_search | 9 | 0.9 | 0 | 0 | 87.7054 | 80.7454 | 21.0834 | 25.9274 | -15.5527 | -21.3151 | 27 | 0 | 30 | 35 | TRUE | 0 | L1: asymmetry correction trial
phase_asymmetry_search | 1 | 2 | ES2F2 | L2 | asymmetry_search | 9 | 0.9 | 0 | 0 | 127.1581 | 121.8419 | 23.3763 | 21.0834 | -137.1239 | -141.7087 | 27 | 0 | 30 | 35 | TRUE | 0 | L1: asymmetry correction trial
phase_asymmetry_search | 1 | 2 | ES2F3 | L3 | export_search | 10 | 1 | 17.6283 | 0 | 145.0347 | 124.8263 | 37.4765 | 23.3763 | 30.2724 | 77.7184 | 30 | 0 | 30 | 35 | TRUE | 0 | L1: asymmetry correction trial
phase_asymmetry_restore | 1 | 2 | ES2F1 | L1 | export_search | 10 | 1 | 12.5494 | 0 | 87.5271 | 88.2407 | 31.7397 | 29.8768 | -96.0179 | -19.3216 | 30 | 0 | 30 | 35 | TRUE | 0 | L1: restore current state after asymmetry trial
phase_asymmetry_restore | 1 | 2 | ES2F2 | L2 | asymmetry_search | 9 | 0.9 | 0 | 0 | 127.1581 | 121.8419 | 23.3763 | 21.0834 | -137.1239 | -141.7087 | 27 | 0 | 30 | 35 | TRUE | 0 | L1: restore current state after asymmetry trial
phase_asymmetry_restore | 1 | 2 | ES2F3 | L3 | export_search | 10 | 1 | 17.6283 | 0 | 145.0347 | 124.8263 | 37.4765 | 23.3763 | 30.2724 | 77.7184 | 30 | 0 | 30 | 35 | TRUE | 0 | L1: restore current state after asymmetry trial
phase_asymmetry_search | 1 | 2 | ES2F1 | L1 | export_search | 10 | 1 | 12.5494 | 0 | 87.5271 | 88.2407 | 31.7397 | 29.8768 | -96.0179 | -19.3216 | 30 | 0 | 30 | 35 | TRUE | 0 | L2: asymmetry correction trial
phase_asymmetry_search | 1 | 2 | ES2F2 | L2 | asymmetry_search | 8 | 0.8 | 0 | 0 | 121.8419 | 117.5433 | 21.0834 | 18.9262 | -141.7087 | -146.686 | 24 | 0 | 30 | 35 | TRUE | 0 | L2: asymmetry correction trial
phase_asymmetry_search | 1 | 2 | ES2F3 | L3 | export_search | 10 | 1 | 17.6283 | 0 | 145.0347 | 124.8263 | 37.4765 | 23.3763 | 30.2724 | 77.7184 | 30 | 0 | 30 | 35 | TRUE | 0 | L2: asymmetry correction trial
phase_asymmetry_restore | 1 | 2 | ES2F1 | L1 | export_search | 10 | 1 | 12.5494 | 0 | 87.5271 | 88.2407 | 31.7397 | 29.8768 | -96.0179 | -19.3216 | 30 | 0 | 30 | 35 | TRUE | 0 | L2: restore current state after asymmetry trial
phase_asymmetry_restore | 1 | 2 | ES2F2 | L2 | asymmetry_search | 9 | 0.9 | 0 | 0 | 127.1581 | 121.8419 | 23.3763 | 21.0834 | -137.1239 | -141.7087 | 27 | 0 | 30 | 35 | TRUE | 0 | L2: restore current state after asymmetry trial
phase_asymmetry_restore | 1 | 2 | ES2F3 | L3 | export_search | 10 | 1 | 17.6283 | 0 | 145.0347 | 124.8263 | 37.4765 | 23.3763 | 30.2724 | 77.7184 | 30 | 0 | 30 | 35 | TRUE | 0 | L2: restore current state after asymmetry trial
phase_asymmetry_search | 1 | 2 | ES2F1 | L1 | export_search | 10 | 1 | 12.5494 | 0 | 87.5271 | 88.2407 | 31.7397 | 29.8768 | -96.0179 | -19.3216 | 30 | 0 | 30 | 35 | TRUE | 0 | L2: asymmetry correction trial
phase_asymmetry_search | 1 | 2 | ES2F2 | L2 | asymmetry_search | 10 | 1 | 0 | 0 | 121.8419 | 127.1581 | 21.0834 | 23.3763 | -141.7087 | -137.1239 | 30 | 0 | 30 | 35 | TRUE | 0 | L2: asymmetry correction trial
phase_asymmetry_search | 1 | 2 | ES2F3 | L3 | export_search | 10 | 1 | 17.6283 | 0 | 145.0347 | 124.8263 | 37.4765 | 23.3763 | 30.2724 | 77.7184 | 30 | 0 | 30 | 35 | TRUE | 0 | L2: asymmetry correction trial
phase_asymmetry_restore | 1 | 2 | ES2F1 | L1 | export_search | 10 | 1 | 12.5494 | 0 | 87.5271 | 88.2407 | 31.7397 | 29.8768 | -96.0179 | -19.3216 | 30 | 0 | 30 | 35 | TRUE | 0 | L2: restore current state after asymmetry trial
phase_asymmetry_restore | 1 | 2 | ES2F2 | L2 | asymmetry_search | 9 | 0.9 | 0 | 0 | 127.1581 | 121.8419 | 23.3763 | 21.0834 | -137.1239 | -141.7087 | 27 | 0 | 30 | 35 | TRUE | 0 | L2: restore current state after asymmetry trial
phase_asymmetry_restore | 1 | 2 | ES2F3 | L3 | export_search | 10 | 1 | 17.6283 | 0 | 145.0347 | 124.8263 | 37.4765 | 23.3763 | 30.2724 | 77.7184 | 30 | 0 | 30 | 35 | TRUE | 0 | L2: restore current state after asymmetry trial
phase_asymmetry_search | 1 | 2 | ES2F1 | L1 | export_search | 10 | 1 | 12.5494 | 0 | 87.5271 | 88.2407 | 31.7397 | 29.8768 | -96.0179 | -19.3216 | 30 | 0 | 30 | 35 | TRUE | 0 | L3: asymmetry correction trial
phase_asymmetry_search | 1 | 2 | ES2F2 | L2 | asymmetry_search | 9 | 0.9 | 0 | 0 | 127.1581 | 121.8419 | 23.3763 | 21.0834 | -137.1239 | -141.7087 | 27 | 0 | 30 | 35 | TRUE | 0 | L3: asymmetry correction trial
phase_asymmetry_search | 1 | 2 | ES2F3 | L3 | asymmetry_search | 9 | 0.9 | 0 | 0 | 123.8634 | 122.5068 | 21.0834 | 21.8577 | 77.2201 | 72.0437 | 27 | 0 | 30 | 35 | TRUE | 0 | L3: asymmetry correction trial
phase_asymmetry_restore | 1 | 2 | ES2F1 | L1 | export_search | 10 | 1 | 12.5494 | 0 | 87.5271 | 88.2407 | 31.7397 | 29.8768 | -96.0179 | -19.3216 | 30 | 0 | 30 | 35 | TRUE | 0 | L3: restore current state after asymmetry trial
phase_asymmetry_restore | 1 | 2 | ES2F2 | L2 | asymmetry_search | 9 | 0.9 | 0 | 0 | 127.1581 | 121.8419 | 23.3763 | 21.0834 | -137.1239 | -141.7087 | 27 | 0 | 30 | 35 | TRUE | 0 | L3: restore current state after asymmetry trial
phase_asymmetry_restore | 1 | 2 | ES2F3 | L3 | export_search | 10 | 1 | 17.6283 | 0 | 145.0347 | 124.8263 | 37.4765 | 23.3763 | 30.2724 | 77.7184 | 30 | 0 | 30 | 35 | TRUE | 0 | L3: restore current state after asymmetry trial
phase_asymmetry_accept | 1 | 2 | ES2F1 | L1 | export_search | 10 | 1 | 12.5494 | 0 | 87.5271 | 88.2407 | 31.7397 | 29.8768 | -96.0179 | -19.3216 | 30 | 0 | 30 | 35 | TRUE | 0 | accept best asymmetry correction move
phase_asymmetry_accept | 1 | 2 | ES2F2 | L2 | asymmetry_search | 8 | 0.8 | 0 | 0 | 121.8419 | 117.5433 | 21.0834 | 18.9262 | -141.7087 | -146.686 | 24 | 0 | 30 | 35 | TRUE | 0 | accept best asymmetry correction move
phase_asymmetry_accept | 1 | 2 | ES2F3 | L3 | export_search | 10 | 1 | 17.6283 | 0 | 145.0347 | 124.8263 | 37.4765 | 23.3763 | 30.2724 | 77.7184 | 30 | 0 | 30 | 35 | TRUE | 0 | accept best asymmetry correction move
phase_asymmetry_search | 1 | 2 | ES2F1 | L1 | asymmetry_search | 9 | 0.9 | 0 | 0 | 89.0007 | 82.2623 | 18.9262 | 23.6528 | -16.2995 | -22.0766 | 27 | 0 | 30 | 35 | TRUE | 0 | L1: asymmetry correction trial
phase_asymmetry_search | 1 | 2 | ES2F2 | L2 | asymmetry_search | 8 | 0.8 | 0 | 0 | 121.8419 | 117.5433 | 21.0834 | 18.9262 | -141.7087 | -146.686 | 24 | 0 | 30 | 35 | TRUE | 0 | L1: asymmetry correction trial
phase_asymmetry_search | 1 | 2 | ES2F3 | L3 | export_search | 10 | 1 | 17.6283 | 0 | 145.0347 | 124.8263 | 37.4765 | 23.3763 | 30.2724 | 77.7184 | 30 | 0 | 30 | 35 | TRUE | 0 | L1: asymmetry correction trial
phase_asymmetry_restore | 1 | 2 | ES2F1 | L1 | export_search | 10 | 1 | 12.5494 | 0 | 87.5271 | 88.2407 | 31.7397 | 29.8768 | -96.0179 | -19.3216 | 30 | 0 | 30 | 35 | TRUE | 0 | L1: restore current state after asymmetry trial
phase_asymmetry_restore | 1 | 2 | ES2F2 | L2 | asymmetry_search | 8 | 0.8 | 0 | 0 | 121.8419 | 117.5433 | 21.0834 | 18.9262 | -141.7087 | -146.686 | 24 | 0 | 30 | 35 | TRUE | 0 | L1: restore current state after asymmetry trial
phase_asymmetry_restore | 1 | 2 | ES2F3 | L3 | export_search | 10 | 1 | 17.6283 | 0 | 145.0347 | 124.8263 | 37.4765 | 23.3763 | 30.2724 | 77.7184 | 30 | 0 | 30 | 35 | TRUE | 0 | L1: restore current state after asymmetry trial
phase_asymmetry_search | 1 | 2 | ES2F1 | L1 | export_search | 10 | 1 | 12.5494 | 0 | 87.5271 | 88.2407 | 31.7397 | 29.8768 | -96.0179 | -19.3216 | 30 | 0 | 30 | 35 | TRUE | 0 | L2: asymmetry correction trial
phase_asymmetry_search | 1 | 2 | ES2F2 | L2 | asymmetry_search | 7 | 0.7 | 0 | 0 | 117.5433 | 114.7661 | 18.9262 | 17.0332 | -146.686 | -152.0911 | 21 | 0 | 30 | 35 | TRUE | 0 | L2: asymmetry correction trial
phase_asymmetry_search | 1 | 2 | ES2F3 | L3 | export_search | 10 | 1 | 17.6283 | 0 | 145.0347 | 124.8263 | 37.4765 | 23.3763 | 30.2724 | 77.7184 | 30 | 0 | 30 | 35 | TRUE | 0 | L2: asymmetry correction trial
phase_asymmetry_restore | 1 | 2 | ES2F1 | L1 | export_search | 10 | 1 | 12.5494 | 0 | 87.5271 | 88.2407 | 31.7397 | 29.8768 | -96.0179 | -19.3216 | 30 | 0 | 30 | 35 | TRUE | 0 | L2: restore current state after asymmetry trial
phase_asymmetry_restore | 1 | 2 | ES2F2 | L2 | asymmetry_search | 8 | 0.8 | 0 | 0 | 121.8419 | 117.5433 | 21.0834 | 18.9262 | -141.7087 | -146.686 | 24 | 0 | 30 | 35 | TRUE | 0 | L2: restore current state after asymmetry trial
phase_asymmetry_restore | 1 | 2 | ES2F3 | L3 | export_search | 10 | 1 | 17.6283 | 0 | 145.0347 | 124.8263 | 37.4765 | 23.3763 | 30.2724 | 77.7184 | 30 | 0 | 30 | 35 | TRUE | 0 | L2: restore current state after asymmetry trial
phase_asymmetry_search | 1 | 2 | ES2F1 | L1 | export_search | 10 | 1 | 12.5494 | 0 | 87.5271 | 88.2407 | 31.7397 | 29.8768 | -96.0179 | -19.3216 | 30 | 0 | 30 | 35 | TRUE | 0 | L2: asymmetry correction trial
phase_asymmetry_search | 1 | 2 | ES2F2 | L2 | asymmetry_search | 9 | 0.9 | 0 | 0 | 117.5433 | 121.8419 | 18.9262 | 21.0834 | -146.686 | -141.7087 | 27 | 0 | 30 | 35 | TRUE | 0 | L2: asymmetry correction trial
phase_asymmetry_search | 1 | 2 | ES2F3 | L3 | export_search | 10 | 1 | 17.6283 | 0 | 145.0347 | 124.8263 | 37.4765 | 23.3763 | 30.2724 | 77.7184 | 30 | 0 | 30 | 35 | TRUE | 0 | L2: asymmetry correction trial
phase_asymmetry_restore | 1 | 2 | ES2F1 | L1 | export_search | 10 | 1 | 12.5494 | 0 | 87.5271 | 88.2407 | 31.7397 | 29.8768 | -96.0179 | -19.3216 | 30 | 0 | 30 | 35 | TRUE | 0 | L2: restore current state after asymmetry trial
phase_asymmetry_restore | 1 | 2 | ES2F2 | L2 | asymmetry_search | 8 | 0.8 | 0 | 0 | 121.8419 | 117.5433 | 21.0834 | 18.9262 | -141.7087 | -146.686 | 24 | 0 | 30 | 35 | TRUE | 0 | L2: restore current state after asymmetry trial
phase_asymmetry_restore | 1 | 2 | ES2F3 | L3 | export_search | 10 | 1 | 17.6283 | 0 | 145.0347 | 124.8263 | 37.4765 | 23.3763 | 30.2724 | 77.7184 | 30 | 0 | 30 | 35 | TRUE | 0 | L2: restore current state after asymmetry trial
phase_asymmetry_search | 1 | 2 | ES2F1 | L1 | export_search | 10 | 1 | 12.5494 | 0 | 87.5271 | 88.2407 | 31.7397 | 29.8768 | -96.0179 | -19.3216 | 30 | 0 | 30 | 35 | TRUE | 0 | L3: asymmetry correction trial
phase_asymmetry_search | 1 | 2 | ES2F2 | L2 | asymmetry_search | 8 | 0.8 | 0 | 0 | 121.8419 | 117.5433 | 21.0834 | 18.9262 | -141.7087 | -146.686 | 24 | 0 | 30 | 35 | TRUE | 0 | L3: asymmetry correction trial
phase_asymmetry_search | 1 | 2 | ES2F3 | L3 | asymmetry_search | 9 | 0.9 | 0 | 0 | 122.7882 | 121.3331 | 18.9262 | 19.6226 | 76.7131 | 71.4935 | 27 | 0 | 30 | 35 | TRUE | 0 | L3: asymmetry correction trial
phase_asymmetry_restore | 1 | 2 | ES2F1 | L1 | export_search | 10 | 1 | 12.5494 | 0 | 87.5271 | 88.2407 | 31.7397 | 29.8768 | -96.0179 | -19.3216 | 30 | 0 | 30 | 35 | TRUE | 0 | L3: restore current state after asymmetry trial
phase_asymmetry_restore | 1 | 2 | ES2F2 | L2 | asymmetry_search | 8 | 0.8 | 0 | 0 | 121.8419 | 117.5433 | 21.0834 | 18.9262 | -141.7087 | -146.686 | 24 | 0 | 30 | 35 | TRUE | 0 | L3: restore current state after asymmetry trial
phase_asymmetry_restore | 1 | 2 | ES2F3 | L3 | export_search | 10 | 1 | 17.6283 | 0 | 145.0347 | 124.8263 | 37.4765 | 23.3763 | 30.2724 | 77.7184 | 30 | 0 | 30 | 35 | TRUE | 0 | L3: restore current state after asymmetry trial
phase_asymmetry_accept | 1 | 2 | ES2F1 | L1 | export_search | 10 | 1 | 12.5494 | 0 | 87.5271 | 88.2407 | 31.7397 | 29.8768 | -96.0179 | -19.3216 | 30 | 0 | 30 | 35 | TRUE | 0 | accept best asymmetry correction move
phase_asymmetry_accept | 1 | 2 | ES2F2 | L2 | asymmetry_search | 7 | 0.7 | 0 | 0 | 117.5433 | 114.7661 | 18.9262 | 17.0332 | -146.686 | -152.0911 | 21 | 0 | 30 | 35 | TRUE | 0 | accept best asymmetry correction move
phase_asymmetry_accept | 1 | 2 | ES2F3 | L3 | export_search | 10 | 1 | 17.6283 | 0 | 145.0347 | 124.8263 | 37.4765 | 23.3763 | 30.2724 | 77.7184 | 30 | 0 | 30 | 35 | TRUE | 0 | accept best asymmetry correction move
phase_asymmetry_search | 1 | 2 | ES2F1 | L1 | asymmetry_search | 9 | 0.9 | 0 | 0 | 90.3922 | 83.8891 | 17.0332 | 21.626 | -17.0111 | -22.7916 | 27 | 0 | 30 | 35 | TRUE | 0 | L1: asymmetry correction trial
phase_asymmetry_search | 1 | 2 | ES2F2 | L2 | asymmetry_search | 7 | 0.7 | 0 | 0 | 117.5433 | 114.7661 | 18.9262 | 17.0332 | -146.686 | -152.0911 | 21 | 0 | 30 | 35 | TRUE | 0 | L1: asymmetry correction trial
phase_asymmetry_search | 1 | 2 | ES2F3 | L3 | export_search | 10 | 1 | 17.6283 | 0 | 145.0347 | 124.8263 | 37.4765 | 23.3763 | 30.2724 | 77.7184 | 30 | 0 | 30 | 35 | TRUE | 0 | L1: asymmetry correction trial
phase_asymmetry_restore | 1 | 2 | ES2F1 | L1 | export_search | 10 | 1 | 12.5494 | 0 | 87.5271 | 88.2407 | 31.7397 | 29.8768 | -96.0179 | -19.3216 | 30 | 0 | 30 | 35 | TRUE | 0 | L1: restore current state after asymmetry trial
phase_asymmetry_restore | 1 | 2 | ES2F2 | L2 | asymmetry_search | 7 | 0.7 | 0 | 0 | 117.5433 | 114.7661 | 18.9262 | 17.0332 | -146.686 | -152.0911 | 21 | 0 | 30 | 35 | TRUE | 0 | L1: restore current state after asymmetry trial
phase_asymmetry_restore | 1 | 2 | ES2F3 | L3 | export_search | 10 | 1 | 17.6283 | 0 | 145.0347 | 124.8263 | 37.4765 | 23.3763 | 30.2724 | 77.7184 | 30 | 0 | 30 | 35 | TRUE | 0 | L1: restore current state after asymmetry trial
phase_asymmetry_search | 1 | 2 | ES2F1 | L1 | export_search | 10 | 1 | 12.5494 | 0 | 87.5271 | 88.2407 | 31.7397 | 29.8768 | -96.0179 | -19.3216 | 30 | 0 | 30 | 35 | TRUE | 0 | L2: asymmetry correction trial
phase_asymmetry_search | 1 | 2 | ES2F2 | L2 | asymmetry_search | 6 | 0.6 | 0 | 0 | 114.7661 | 114.2322 | 17.0332 | 15.5633 | -152.0911 | -157.8889 | 18 | 0 | 30 | 35 | TRUE | 0 | L2: asymmetry correction trial
phase_asymmetry_search | 1 | 2 | ES2F3 | L3 | export_search | 10 | 1 | 17.6283 | 0 | 145.0347 | 124.8263 | 37.4765 | 23.3763 | 30.2724 | 77.7184 | 30 | 0 | 30 | 35 | TRUE | 0 | L2: asymmetry correction trial
phase_asymmetry_restore | 1 | 2 | ES2F1 | L1 | export_search | 10 | 1 | 12.5494 | 0 | 87.5271 | 88.2407 | 31.7397 | 29.8768 | -96.0179 | -19.3216 | 30 | 0 | 30 | 35 | TRUE | 0 | L2: restore current state after asymmetry trial
phase_asymmetry_restore | 1 | 2 | ES2F2 | L2 | asymmetry_search | 7 | 0.7 | 0 | 0 | 117.5433 | 114.7661 | 18.9262 | 17.0332 | -146.686 | -152.0911 | 21 | 0 | 30 | 35 | TRUE | 0 | L2: restore current state after asymmetry trial
phase_asymmetry_restore | 1 | 2 | ES2F3 | L3 | export_search | 10 | 1 | 17.6283 | 0 | 145.0347 | 124.8263 | 37.4765 | 23.3763 | 30.2724 | 77.7184 | 30 | 0 | 30 | 35 | TRUE | 0 | L2: restore current state after asymmetry trial
phase_asymmetry_search | 1 | 2 | ES2F1 | L1 | export_search | 10 | 1 | 12.5494 | 0 | 87.5271 | 88.2407 | 31.7397 | 29.8768 | -96.0179 | -19.3216 | 30 | 0 | 30 | 35 | TRUE | 0 | L2: asymmetry correction trial
phase_asymmetry_search | 1 | 2 | ES2F2 | L2 | asymmetry_search | 8 | 0.8 | 0 | 0 | 114.7661 | 117.5433 | 17.0332 | 18.9262 | -152.0911 | -146.686 | 24 | 0 | 30 | 35 | TRUE | 0 | L2: asymmetry correction trial
phase_asymmetry_search | 1 | 2 | ES2F3 | L3 | export_search | 10 | 1 | 17.6283 | 0 | 145.0347 | 124.8263 | 37.4765 | 23.3763 | 30.2724 | 77.7184 | 30 | 0 | 30 | 35 | TRUE | 0 | L2: asymmetry correction trial
phase_asymmetry_restore | 1 | 2 | ES2F1 | L1 | export_search | 10 | 1 | 12.5494 | 0 | 87.5271 | 88.2407 | 31.7397 | 29.8768 | -96.0179 | -19.3216 | 30 | 0 | 30 | 35 | TRUE | 0 | L2: restore current state after asymmetry trial
phase_asymmetry_restore | 1 | 2 | ES2F2 | L2 | asymmetry_search | 7 | 0.7 | 0 | 0 | 117.5433 | 114.7661 | 18.9262 | 17.0332 | -146.686 | -152.0911 | 21 | 0 | 30 | 35 | TRUE | 0 | L2: restore current state after asymmetry trial
phase_asymmetry_restore | 1 | 2 | ES2F3 | L3 | export_search | 10 | 1 | 17.6283 | 0 | 145.0347 | 124.8263 | 37.4765 | 23.3763 | 30.2724 | 77.7184 | 30 | 0 | 30 | 35 | TRUE | 0 | L2: restore current state after asymmetry trial
phase_asymmetry_search | 1 | 2 | ES2F1 | L1 | export_search | 10 | 1 | 12.5494 | 0 | 87.5271 | 88.2407 | 31.7397 | 29.8768 | -96.0179 | -19.3216 | 30 | 0 | 30 | 35 | TRUE | 0 | L3: asymmetry correction trial
phase_asymmetry_search | 1 | 2 | ES2F2 | L2 | asymmetry_search | 7 | 0.7 | 0 | 0 | 117.5433 | 114.7661 | 18.9262 | 17.0332 | -146.686 | -152.0911 | 21 | 0 | 30 | 35 | TRUE | 0 | L3: asymmetry correction trial
phase_asymmetry_search | 1 | 2 | ES2F3 | L3 | asymmetry_search | 9 | 0.9 | 0 | 0 | 121.6912 | 120.1793 | 17.0332 | 17.7219 | 76.1618 | 70.8953 | 27 | 0 | 30 | 35 | TRUE | 0 | L3: asymmetry correction trial
phase_asymmetry_restore | 1 | 2 | ES2F1 | L1 | export_search | 10 | 1 | 12.5494 | 0 | 87.5271 | 88.2407 | 31.7397 | 29.8768 | -96.0179 | -19.3216 | 30 | 0 | 30 | 35 | TRUE | 0 | L3: restore current state after asymmetry trial
phase_asymmetry_restore | 1 | 2 | ES2F2 | L2 | asymmetry_search | 7 | 0.7 | 0 | 0 | 117.5433 | 114.7661 | 18.9262 | 17.0332 | -146.686 | -152.0911 | 21 | 0 | 30 | 35 | TRUE | 0 | L3: restore current state after asymmetry trial
phase_asymmetry_restore | 1 | 2 | ES2F3 | L3 | export_search | 10 | 1 | 17.6283 | 0 | 145.0347 | 124.8263 | 37.4765 | 23.3763 | 30.2724 | 77.7184 | 30 | 0 | 30 | 35 | TRUE | 0 | L3: restore current state after asymmetry trial
phase_asymmetry_accept | 1 | 2 | ES2F1 | L1 | export_search | 10 | 1 | 12.5494 | 0 | 87.5271 | 88.2407 | 31.7397 | 29.8768 | -96.0179 | -19.3216 | 30 | 0 | 30 | 35 | TRUE | 0 | accept best asymmetry correction move
phase_asymmetry_accept | 1 | 2 | ES2F2 | L2 | asymmetry_search | 6 | 0.6 | 0 | 0 | 114.7661 | 114.2322 | 17.0332 | 15.5633 | -152.0911 | -157.8889 | 18 | 0 | 30 | 35 | TRUE | 0 | accept best asymmetry correction move
phase_asymmetry_accept | 1 | 2 | ES2F3 | L3 | export_search | 10 | 1 | 17.6283 | 0 | 145.0347 | 124.8263 | 37.4765 | 23.3763 | 30.2724 | 77.7184 | 30 | 0 | 30 | 35 | TRUE | 0 | accept best asymmetry correction move
phase_asymmetry_search | 1 | 2 | ES2F1 | L1 | asymmetry_search | 9 | 0.9 | 0 | 0 | 91.9305 | 85.6629 | 15.5633 | 20.0113 | -17.6779 | -23.455 | 27 | 0 | 30 | 35 | TRUE | 0 | L1: asymmetry correction trial
phase_asymmetry_search | 1 | 2 | ES2F2 | L2 | asymmetry_search | 6 | 0.6 | 0 | 0 | 114.7661 | 114.2322 | 17.0332 | 15.5633 | -152.0911 | -157.8889 | 18 | 0 | 30 | 35 | TRUE | 0 | L1: asymmetry correction trial
phase_asymmetry_search | 1 | 2 | ES2F3 | L3 | export_search | 10 | 1 | 17.6283 | 0 | 145.0347 | 124.8263 | 37.4765 | 23.3763 | 30.2724 | 77.7184 | 30 | 0 | 30 | 35 | TRUE | 0 | L1: asymmetry correction trial
phase_asymmetry_restore | 1 | 2 | ES2F1 | L1 | export_search | 10 | 1 | 12.5494 | 0 | 87.5271 | 88.2407 | 31.7397 | 29.8768 | -96.0179 | -19.3216 | 30 | 0 | 30 | 35 | TRUE | 0 | L1: restore current state after asymmetry trial
phase_asymmetry_restore | 1 | 2 | ES2F2 | L2 | asymmetry_search | 6 | 0.6 | 0 | 0 | 114.7661 | 114.2322 | 17.0332 | 15.5633 | -152.0911 | -157.8889 | 18 | 0 | 30 | 35 | TRUE | 0 | L1: restore current state after asymmetry trial
phase_asymmetry_restore | 1 | 2 | ES2F3 | L3 | export_search | 10 | 1 | 17.6283 | 0 | 145.0347 | 124.8263 | 37.4765 | 23.3763 | 30.2724 | 77.7184 | 30 | 0 | 30 | 35 | TRUE | 0 | L1: restore current state after asymmetry trial
phase_asymmetry_search | 1 | 2 | ES2F1 | L1 | export_search | 10 | 1 | 12.5494 | 0 | 87.5271 | 88.2407 | 31.7397 | 29.8768 | -96.0179 | -19.3216 | 30 | 0 | 30 | 35 | TRUE | 0 | L2: asymmetry correction trial
phase_asymmetry_search | 1 | 2 | ES2F2 | L2 | asymmetry_search | 5 | 0.5 | 0 | 0 | 114.2322 | 115.2659 | 15.5633 | 14.4738 | -157.8889 | -163.6969 | 15 | 0 | 30 | 35 | TRUE | 0 | L2: asymmetry correction trial
phase_asymmetry_search | 1 | 2 | ES2F3 | L3 | export_search | 10 | 1 | 17.6283 | 0 | 145.0347 | 124.8263 | 37.4765 | 23.3763 | 30.2724 | 77.7184 | 30 | 0 | 30 | 35 | TRUE | 0 | L2: asymmetry correction trial
phase_asymmetry_restore | 1 | 2 | ES2F1 | L1 | export_search | 10 | 1 | 12.5494 | 0 | 87.5271 | 88.2407 | 31.7397 | 29.8768 | -96.0179 | -19.3216 | 30 | 0 | 30 | 35 | TRUE | 0 | L2: restore current state after asymmetry trial
phase_asymmetry_restore | 1 | 2 | ES2F2 | L2 | asymmetry_search | 6 | 0.6 | 0 | 0 | 114.7661 | 114.2322 | 17.0332 | 15.5633 | -152.0911 | -157.8889 | 18 | 0 | 30 | 35 | TRUE | 0 | L2: restore current state after asymmetry trial
phase_asymmetry_restore | 1 | 2 | ES2F3 | L3 | export_search | 10 | 1 | 17.6283 | 0 | 145.0347 | 124.8263 | 37.4765 | 23.3763 | 30.2724 | 77.7184 | 30 | 0 | 30 | 35 | TRUE | 0 | L2: restore current state after asymmetry trial
phase_asymmetry_search | 1 | 2 | ES2F1 | L1 | export_search | 10 | 1 | 12.5494 | 0 | 87.5271 | 88.2407 | 31.7397 | 29.8768 | -96.0179 | -19.3216 | 30 | 0 | 30 | 35 | TRUE | 0 | L2: asymmetry correction trial
phase_asymmetry_search | 1 | 2 | ES2F2 | L2 | asymmetry_search | 7 | 0.7 | 0 | 0 | 114.2322 | 114.7661 | 15.5633 | 17.0332 | -157.8889 | -152.0911 | 21 | 0 | 30 | 35 | TRUE | 0 | L2: asymmetry correction trial
phase_asymmetry_search | 1 | 2 | ES2F3 | L3 | export_search | 10 | 1 | 17.6283 | 0 | 145.0347 | 124.8263 | 37.4765 | 23.3763 | 30.2724 | 77.7184 | 30 | 0 | 30 | 35 | TRUE | 0 | L2: asymmetry correction trial
phase_asymmetry_restore | 1 | 2 | ES2F1 | L1 | export_search | 10 | 1 | 12.5494 | 0 | 87.5271 | 88.2407 | 31.7397 | 29.8768 | -96.0179 | -19.3216 | 30 | 0 | 30 | 35 | TRUE | 0 | L2: restore current state after asymmetry trial
phase_asymmetry_restore | 1 | 2 | ES2F2 | L2 | asymmetry_search | 6 | 0.6 | 0 | 0 | 114.7661 | 114.2322 | 17.0332 | 15.5633 | -152.0911 | -157.8889 | 18 | 0 | 30 | 35 | TRUE | 0 | L2: restore current state after asymmetry trial
phase_asymmetry_restore | 1 | 2 | ES2F3 | L3 | export_search | 10 | 1 | 17.6283 | 0 | 145.0347 | 124.8263 | 37.4765 | 23.3763 | 30.2724 | 77.7184 | 30 | 0 | 30 | 35 | TRUE | 0 | L2: restore current state after asymmetry trial
phase_asymmetry_search | 1 | 2 | ES2F1 | L1 | export_search | 10 | 1 | 12.5494 | 0 | 87.5271 | 88.2407 | 31.7397 | 29.8768 | -96.0179 | -19.3216 | 30 | 0 | 30 | 35 | TRUE | 0 | L3: asymmetry correction trial
phase_asymmetry_search | 1 | 2 | ES2F2 | L2 | asymmetry_search | 6 | 0.6 | 0 | 0 | 114.7661 | 114.2322 | 17.0332 | 15.5633 | -152.0911 | -157.8889 | 18 | 0 | 30 | 35 | TRUE | 0 | L3: asymmetry correction trial
phase_asymmetry_search | 1 | 2 | ES2F3 | L3 | asymmetry_search | 9 | 0.9 | 0 | 0 | 120.4623 | 119.0521 | 15.5633 | 16.2945 | 75.5562 | 70.2314 | 27 | 0 | 30 | 35 | TRUE | 0 | L3: asymmetry correction trial
phase_asymmetry_restore | 1 | 2 | ES2F1 | L1 | export_search | 10 | 1 | 12.5494 | 0 | 87.5271 | 88.2407 | 31.7397 | 29.8768 | -96.0179 | -19.3216 | 30 | 0 | 30 | 35 | TRUE | 0 | L3: restore current state after asymmetry trial
phase_asymmetry_restore | 1 | 2 | ES2F2 | L2 | asymmetry_search | 6 | 0.6 | 0 | 0 | 114.7661 | 114.2322 | 17.0332 | 15.5633 | -152.0911 | -157.8889 | 18 | 0 | 30 | 35 | TRUE | 0 | L3: restore current state after asymmetry trial
phase_asymmetry_restore | 1 | 2 | ES2F3 | L3 | export_search | 10 | 1 | 17.6283 | 0 | 145.0347 | 124.8263 | 37.4765 | 23.3763 | 30.2724 | 77.7184 | 30 | 0 | 30 | 35 | TRUE | 0 | L3: restore current state after asymmetry trial
phase_asymmetry_accept | 1 | 2 | ES2F1 | L1 | export_search | 10 | 1 | 12.5494 | 0 | 87.5271 | 88.2407 | 31.7397 | 29.8768 | -96.0179 | -19.3216 | 30 | 0 | 30 | 35 | TRUE | 0 | accept best asymmetry correction move
phase_asymmetry_accept | 1 | 2 | ES2F2 | L2 | asymmetry_search | 5 | 0.5 | 0 | 0 | 114.2322 | 115.2659 | 15.5633 | 14.4738 | -157.8889 | -163.6969 | 15 | 0 | 30 | 35 | TRUE | 0 | accept best asymmetry correction move
phase_asymmetry_accept | 1 | 2 | ES2F3 | L3 | export_search | 10 | 1 | 17.6283 | 0 | 145.0347 | 124.8263 | 37.4765 | 23.3763 | 30.2724 | 77.7184 | 30 | 0 | 30 | 35 | TRUE | 0 | accept best asymmetry correction move
phase_asymmetry_search | 1 | 2 | ES2F1 | L1 | asymmetry_search | 9 | 0.9 | 0 | 0 | 93.5148 | 87.4674 | 14.4738 | 18.7547 | -18.3076 | -24.0765 | 27 | 0 | 30 | 35 | TRUE | 0 | L1: asymmetry correction trial
phase_asymmetry_search | 1 | 2 | ES2F2 | L2 | asymmetry_search | 5 | 0.5 | 0 | 0 | 114.2322 | 115.2659 | 15.5633 | 14.4738 | -157.8889 | -163.6969 | 15 | 0 | 30 | 35 | TRUE | 0 | L1: asymmetry correction trial
phase_asymmetry_search | 1 | 2 | ES2F3 | L3 | export_search | 10 | 1 | 17.6283 | 0 | 145.0347 | 124.8263 | 37.4765 | 23.3763 | 30.2724 | 77.7184 | 30 | 0 | 30 | 35 | TRUE | 0 | L1: asymmetry correction trial
phase_asymmetry_restore | 1 | 2 | ES2F1 | L1 | export_search | 10 | 1 | 12.5494 | 0 | 87.5271 | 88.2407 | 31.7397 | 29.8768 | -96.0179 | -19.3216 | 30 | 0 | 30 | 35 | TRUE | 0 | L1: restore current state after asymmetry trial
phase_asymmetry_restore | 1 | 2 | ES2F2 | L2 | asymmetry_search | 5 | 0.5 | 0 | 0 | 114.2322 | 115.2659 | 15.5633 | 14.4738 | -157.8889 | -163.6969 | 15 | 0 | 30 | 35 | TRUE | 0 | L1: restore current state after asymmetry trial
phase_asymmetry_restore | 1 | 2 | ES2F3 | L3 | export_search | 10 | 1 | 17.6283 | 0 | 145.0347 | 124.8263 | 37.4765 | 23.3763 | 30.2724 | 77.7184 | 30 | 0 | 30 | 35 | TRUE | 0 | L1: restore current state after asymmetry trial
phase_asymmetry_search | 1 | 2 | ES2F1 | L1 | export_search | 10 | 1 | 12.5494 | 0 | 87.5271 | 88.2407 | 31.7397 | 29.8768 | -96.0179 | -19.3216 | 30 | 0 | 30 | 35 | TRUE | 0 | L2: asymmetry correction trial
phase_asymmetry_search | 1 | 2 | ES2F2 | L2 | asymmetry_search | 4 | 0.4 | 0 | 0 | 115.2659 | 117.4881 | 14.4738 | 13.7104 | -163.6969 | -169.3159 | 12 | 0 | 30 | 35 | TRUE | 0 | L2: asymmetry correction trial
phase_asymmetry_search | 1 | 2 | ES2F3 | L3 | export_search | 10 | 1 | 17.6283 | 0 | 145.0347 | 124.8263 | 37.4765 | 23.3763 | 30.2724 | 77.7184 | 30 | 0 | 30 | 35 | TRUE | 0 | L2: asymmetry correction trial
phase_asymmetry_restore | 1 | 2 | ES2F1 | L1 | export_search | 10 | 1 | 12.5494 | 0 | 87.5271 | 88.2407 | 31.7397 | 29.8768 | -96.0179 | -19.3216 | 30 | 0 | 30 | 35 | TRUE | 0 | L2: restore current state after asymmetry trial
phase_asymmetry_restore | 1 | 2 | ES2F2 | L2 | asymmetry_search | 5 | 0.5 | 0 | 0 | 114.2322 | 115.2659 | 15.5633 | 14.4738 | -157.8889 | -163.6969 | 15 | 0 | 30 | 35 | TRUE | 0 | L2: restore current state after asymmetry trial
phase_asymmetry_restore | 1 | 2 | ES2F3 | L3 | export_search | 10 | 1 | 17.6283 | 0 | 145.0347 | 124.8263 | 37.4765 | 23.3763 | 30.2724 | 77.7184 | 30 | 0 | 30 | 35 | TRUE | 0 | L2: restore current state after asymmetry trial
phase_asymmetry_search | 1 | 2 | ES2F1 | L1 | export_search | 10 | 1 | 12.5494 | 0 | 87.5271 | 88.2407 | 31.7397 | 29.8768 | -96.0179 | -19.3216 | 30 | 0 | 30 | 35 | TRUE | 0 | L2: asymmetry correction trial
phase_asymmetry_search | 1 | 2 | ES2F2 | L2 | asymmetry_search | 6 | 0.6 | 0 | 0 | 115.2659 | 114.2322 | 14.4738 | 15.5633 | -163.6969 | -157.8889 | 18 | 0 | 30 | 35 | TRUE | 0 | L2: asymmetry correction trial
phase_asymmetry_search | 1 | 2 | ES2F3 | L3 | export_search | 10 | 1 | 17.6283 | 0 | 145.0347 | 124.8263 | 37.4765 | 23.3763 | 30.2724 | 77.7184 | 30 | 0 | 30 | 35 | TRUE | 0 | L2: asymmetry correction trial
phase_asymmetry_restore | 1 | 2 | ES2F1 | L1 | export_search | 10 | 1 | 12.5494 | 0 | 87.5271 | 88.2407 | 31.7397 | 29.8768 | -96.0179 | -19.3216 | 30 | 0 | 30 | 35 | TRUE | 0 | L2: restore current state after asymmetry trial
phase_asymmetry_restore | 1 | 2 | ES2F2 | L2 | asymmetry_search | 5 | 0.5 | 0 | 0 | 114.2322 | 115.2659 | 15.5633 | 14.4738 | -157.8889 | -163.6969 | 15 | 0 | 30 | 35 | TRUE | 0 | L2: restore current state after asymmetry trial
phase_asymmetry_restore | 1 | 2 | ES2F3 | L3 | export_search | 10 | 1 | 17.6283 | 0 | 145.0347 | 124.8263 | 37.4765 | 23.3763 | 30.2724 | 77.7184 | 30 | 0 | 30 | 35 | TRUE | 0 | L2: restore current state after asymmetry trial
phase_asymmetry_search | 1 | 2 | ES2F1 | L1 | export_search | 10 | 1 | 12.5494 | 0 | 87.5271 | 88.2407 | 31.7397 | 29.8768 | -96.0179 | -19.3216 | 30 | 0 | 30 | 35 | TRUE | 0 | L3: asymmetry correction trial
phase_asymmetry_search | 1 | 2 | ES2F2 | L2 | asymmetry_search | 5 | 0.5 | 0 | 0 | 114.2322 | 115.2659 | 15.5633 | 14.4738 | -157.8889 | -163.6969 | 15 | 0 | 30 | 35 | TRUE | 0 | L3: asymmetry correction trial
phase_asymmetry_search | 1 | 2 | ES2F3 | L3 | asymmetry_search | 9 | 0.9 | 0 | 0 | 119.241 | 117.9615 | 14.4738 | 15.2558 | 74.9237 | 69.5414 | 27 | 0 | 30 | 35 | TRUE | 0 | L3: asymmetry correction trial
phase_asymmetry_restore | 1 | 2 | ES2F1 | L1 | export_search | 10 | 1 | 12.5494 | 0 | 87.5271 | 88.2407 | 31.7397 | 29.8768 | -96.0179 | -19.3216 | 30 | 0 | 30 | 35 | TRUE | 0 | L3: restore current state after asymmetry trial
phase_asymmetry_restore | 1 | 2 | ES2F2 | L2 | asymmetry_search | 5 | 0.5 | 0 | 0 | 114.2322 | 115.2659 | 15.5633 | 14.4738 | -157.8889 | -163.6969 | 15 | 0 | 30 | 35 | TRUE | 0 | L3: restore current state after asymmetry trial
phase_asymmetry_restore | 1 | 2 | ES2F3 | L3 | export_search | 10 | 1 | 17.6283 | 0 | 145.0347 | 124.8263 | 37.4765 | 23.3763 | 30.2724 | 77.7184 | 30 | 0 | 30 | 35 | TRUE | 0 | L3: restore current state after asymmetry trial
phase_asymmetry_accept | 1 | 2 | ES2F1 | L1 | export_search | 10 | 1 | 12.5494 | 0 | 87.5271 | 88.2407 | 31.7397 | 29.8768 | -96.0179 | -19.3216 | 30 | 0 | 30 | 35 | TRUE | 0 | accept best asymmetry correction move
phase_asymmetry_accept | 1 | 2 | ES2F2 | L2 | asymmetry_search | 4 | 0.4 | 0 | 0 | 115.2659 | 117.4881 | 14.4738 | 13.7104 | -163.6969 | -169.3159 | 12 | 0 | 30 | 35 | TRUE | 0 | accept best asymmetry correction move
phase_asymmetry_accept | 1 | 2 | ES2F3 | L3 | export_search | 10 | 1 | 17.6283 | 0 | 145.0347 | 124.8263 | 37.4765 | 23.3763 | 30.2724 | 77.7184 | 30 | 0 | 30 | 35 | TRUE | 0 | accept best asymmetry correction move
phase_asymmetry_search | 1 | 2 | ES2F1 | L1 | asymmetry_search | 9 | 0.9 | 0 | 0 | 95.1027 | 89.273 | 13.7104 | 17.8191 | -18.909 | -24.6653 | 27 | 0 | 30 | 35 | TRUE | 0 | L1: asymmetry correction trial
phase_asymmetry_search | 1 | 2 | ES2F2 | L2 | asymmetry_search | 4 | 0.4 | 0 | 0 | 115.2659 | 117.4881 | 14.4738 | 13.7104 | -163.6969 | -169.3159 | 12 | 0 | 30 | 35 | TRUE | 0 | L1: asymmetry correction trial
phase_asymmetry_search | 1 | 2 | ES2F3 | L3 | export_search | 10 | 1 | 17.6283 | 0 | 145.0347 | 124.8263 | 37.4765 | 23.3763 | 30.2724 | 77.7184 | 30 | 0 | 30 | 35 | TRUE | 0 | L1: asymmetry correction trial
phase_asymmetry_restore | 1 | 2 | ES2F1 | L1 | export_search | 10 | 1 | 12.5494 | 0 | 87.5271 | 88.2407 | 31.7397 | 29.8768 | -96.0179 | -19.3216 | 30 | 0 | 30 | 35 | TRUE | 0 | L1: restore current state after asymmetry trial
phase_asymmetry_restore | 1 | 2 | ES2F2 | L2 | asymmetry_search | 4 | 0.4 | 0 | 0 | 115.2659 | 117.4881 | 14.4738 | 13.7104 | -163.6969 | -169.3159 | 12 | 0 | 30 | 35 | TRUE | 0 | L1: restore current state after asymmetry trial
phase_asymmetry_restore | 1 | 2 | ES2F3 | L3 | export_search | 10 | 1 | 17.6283 | 0 | 145.0347 | 124.8263 | 37.4765 | 23.3763 | 30.2724 | 77.7184 | 30 | 0 | 30 | 35 | TRUE | 0 | L1: restore current state after asymmetry trial
phase_asymmetry_search | 1 | 2 | ES2F1 | L1 | export_search | 10 | 1 | 12.5494 | 0 | 87.5271 | 88.2407 | 31.7397 | 29.8768 | -96.0179 | -19.3216 | 30 | 0 | 30 | 35 | TRUE | 0 | L2: asymmetry correction trial
phase_asymmetry_search | 1 | 2 | ES2F2 | L2 | asymmetry_search | 3 | 0.3 | 0 | 0 | 117.4881 | 120.7807 | 13.7104 | 13.2479 | -169.3159 | -174.6464 | 9 | 0 | 30 | 35 | TRUE | 0 | L2: asymmetry correction trial
phase_asymmetry_search | 1 | 2 | ES2F3 | L3 | export_search | 10 | 1 | 17.6283 | 0 | 145.0347 | 124.8263 | 37.4765 | 23.3763 | 30.2724 | 77.7184 | 30 | 0 | 30 | 35 | TRUE | 0 | L2: asymmetry correction trial
phase_asymmetry_restore | 1 | 2 | ES2F1 | L1 | export_search | 10 | 1 | 12.5494 | 0 | 87.5271 | 88.2407 | 31.7397 | 29.8768 | -96.0179 | -19.3216 | 30 | 0 | 30 | 35 | TRUE | 0 | L2: restore current state after asymmetry trial
phase_asymmetry_restore | 1 | 2 | ES2F2 | L2 | asymmetry_search | 4 | 0.4 | 0 | 0 | 115.2659 | 117.4881 | 14.4738 | 13.7104 | -163.6969 | -169.3159 | 12 | 0 | 30 | 35 | TRUE | 0 | L2: restore current state after asymmetry trial
phase_asymmetry_restore | 1 | 2 | ES2F3 | L3 | export_search | 10 | 1 | 17.6283 | 0 | 145.0347 | 124.8263 | 37.4765 | 23.3763 | 30.2724 | 77.7184 | 30 | 0 | 30 | 35 | TRUE | 0 | L2: restore current state after asymmetry trial
phase_asymmetry_search | 1 | 2 | ES2F1 | L1 | export_search | 10 | 1 | 12.5494 | 0 | 87.5271 | 88.2407 | 31.7397 | 29.8768 | -96.0179 | -19.3216 | 30 | 0 | 30 | 35 | TRUE | 0 | L2: asymmetry correction trial
phase_asymmetry_search | 1 | 2 | ES2F2 | L2 | asymmetry_search | 5 | 0.5 | 0 | 0 | 117.4881 | 115.2659 | 13.7104 | 14.4738 | -169.3159 | -163.6969 | 15 | 0 | 30 | 35 | TRUE | 0 | L2: asymmetry correction trial
phase_asymmetry_search | 1 | 2 | ES2F3 | L3 | export_search | 10 | 1 | 17.6283 | 0 | 145.0347 | 124.8263 | 37.4765 | 23.3763 | 30.2724 | 77.7184 | 30 | 0 | 30 | 35 | TRUE | 0 | L2: asymmetry correction trial
phase_asymmetry_restore | 1 | 2 | ES2F1 | L1 | export_search | 10 | 1 | 12.5494 | 0 | 87.5271 | 88.2407 | 31.7397 | 29.8768 | -96.0179 | -19.3216 | 30 | 0 | 30 | 35 | TRUE | 0 | L2: restore current state after asymmetry trial
phase_asymmetry_restore | 1 | 2 | ES2F2 | L2 | asymmetry_search | 4 | 0.4 | 0 | 0 | 115.2659 | 117.4881 | 14.4738 | 13.7104 | -163.6969 | -169.3159 | 12 | 0 | 30 | 35 | TRUE | 0 | L2: restore current state after asymmetry trial
phase_asymmetry_restore | 1 | 2 | ES2F3 | L3 | export_search | 10 | 1 | 17.6283 | 0 | 145.0347 | 124.8263 | 37.4765 | 23.3763 | 30.2724 | 77.7184 | 30 | 0 | 30 | 35 | TRUE | 0 | L2: restore current state after asymmetry trial
phase_asymmetry_search | 1 | 2 | ES2F1 | L1 | export_search | 10 | 1 | 12.5494 | 0 | 87.5271 | 88.2407 | 31.7397 | 29.8768 | -96.0179 | -19.3216 | 30 | 0 | 30 | 35 | TRUE | 0 | L3: asymmetry correction trial
phase_asymmetry_search | 1 | 2 | ES2F2 | L2 | asymmetry_search | 4 | 0.4 | 0 | 0 | 115.2659 | 117.4881 | 14.4738 | 13.7104 | -163.6969 | -169.3159 | 12 | 0 | 30 | 35 | TRUE | 0 | L3: asymmetry correction trial
phase_asymmetry_search | 1 | 2 | ES2F3 | L3 | asymmetry_search | 9 | 0.9 | 0 | 0 | 118.0491 | 116.891 | 13.7104 | 14.5378 | 74.2808 | 68.8402 | 27 | 0 | 30 | 35 | TRUE | 0 | L3: asymmetry correction trial
phase_asymmetry_restore | 1 | 2 | ES2F1 | L1 | export_search | 10 | 1 | 12.5494 | 0 | 87.5271 | 88.2407 | 31.7397 | 29.8768 | -96.0179 | -19.3216 | 30 | 0 | 30 | 35 | TRUE | 0 | L3: restore current state after asymmetry trial
phase_asymmetry_restore | 1 | 2 | ES2F2 | L2 | asymmetry_search | 4 | 0.4 | 0 | 0 | 115.2659 | 117.4881 | 14.4738 | 13.7104 | -163.6969 | -169.3159 | 12 | 0 | 30 | 35 | TRUE | 0 | L3: restore current state after asymmetry trial
phase_asymmetry_restore | 1 | 2 | ES2F3 | L3 | export_search | 10 | 1 | 17.6283 | 0 | 145.0347 | 124.8263 | 37.4765 | 23.3763 | 30.2724 | 77.7184 | 30 | 0 | 30 | 35 | TRUE | 0 | L3: restore current state after asymmetry trial
phase_asymmetry_accept | 1 | 2 | ES2F1 | L1 | export_search | 10 | 1 | 12.5494 | 0 | 87.5271 | 88.2407 | 31.7397 | 29.8768 | -96.0179 | -19.3216 | 30 | 0 | 30 | 35 | TRUE | 0 | accept best asymmetry correction move
phase_asymmetry_accept | 1 | 2 | ES2F2 | L2 | asymmetry_search | 3 | 0.3 | 0 | 0 | 117.4881 | 120.7807 | 13.7104 | 13.2479 | -169.3159 | -174.6464 | 9 | 0 | 30 | 35 | TRUE | 0 | accept best asymmetry correction move
phase_asymmetry_accept | 1 | 2 | ES2F3 | L3 | export_search | 10 | 1 | 17.6283 | 0 | 145.0347 | 124.8263 | 37.4765 | 23.3763 | 30.2724 | 77.7184 | 30 | 0 | 30 | 35 | TRUE | 0 | accept best asymmetry correction move
phase_asymmetry_search | 1 | 2 | ES2F1 | L1 | asymmetry_search | 9 | 0.9 | 0 | 0 | 96.6857 | 91.0177 | 13.2479 | 17.2114 | -19.4813 | -25.2056 | 27 | 0 | 30 | 35 | TRUE | 0 | L1: asymmetry correction trial
phase_asymmetry_search | 1 | 2 | ES2F2 | L2 | asymmetry_search | 3 | 0.3 | 0 | 0 | 117.4881 | 120.7807 | 13.7104 | 13.2479 | -169.3159 | -174.6464 | 9 | 0 | 30 | 35 | TRUE | 0 | L1: asymmetry correction trial
phase_asymmetry_search | 1 | 2 | ES2F3 | L3 | export_search | 10 | 1 | 17.6283 | 0 | 145.0347 | 124.8263 | 37.4765 | 23.3763 | 30.2724 | 77.7184 | 30 | 0 | 30 | 35 | TRUE | 0 | L1: asymmetry correction trial
phase_asymmetry_restore | 1 | 2 | ES2F1 | L1 | export_search | 10 | 1 | 12.5494 | 0 | 87.5271 | 88.2407 | 31.7397 | 29.8768 | -96.0179 | -19.3216 | 30 | 0 | 30 | 35 | TRUE | 0 | L1: restore current state after asymmetry trial
phase_asymmetry_restore | 1 | 2 | ES2F2 | L2 | asymmetry_search | 3 | 0.3 | 0 | 0 | 117.4881 | 120.7807 | 13.7104 | 13.2479 | -169.3159 | -174.6464 | 9 | 0 | 30 | 35 | TRUE | 0 | L1: restore current state after asymmetry trial
phase_asymmetry_restore | 1 | 2 | ES2F3 | L3 | export_search | 10 | 1 | 17.6283 | 0 | 145.0347 | 124.8263 | 37.4765 | 23.3763 | 30.2724 | 77.7184 | 30 | 0 | 30 | 35 | TRUE | 0 | L1: restore current state after asymmetry trial
phase_asymmetry_search | 1 | 2 | ES2F1 | L1 | export_search | 10 | 1 | 12.5494 | 0 | 87.5271 | 88.2407 | 31.7397 | 29.8768 | -96.0179 | -19.3216 | 30 | 0 | 30 | 35 | TRUE | 0 | L2: asymmetry correction trial
phase_asymmetry_search | 1 | 2 | ES2F2 | L2 | asymmetry_search | 2 | 0.2 | 0 | 0 | 120.7807 | 124.4329 | 13.2479 | 12.991 | -174.6464 | -179.6195 | 6 | 0 | 30 | 35 | TRUE | 0 | L2: asymmetry correction trial
phase_asymmetry_search | 1 | 2 | ES2F3 | L3 | export_search | 10 | 1 | 17.6283 | 0 | 145.0347 | 124.8263 | 37.4765 | 23.3763 | 30.2724 | 77.7184 | 30 | 0 | 30 | 35 | TRUE | 0 | L2: asymmetry correction trial
phase_asymmetry_restore | 1 | 2 | ES2F1 | L1 | export_search | 10 | 1 | 12.5494 | 0 | 87.5271 | 88.2407 | 31.7397 | 29.8768 | -96.0179 | -19.3216 | 30 | 0 | 30 | 35 | TRUE | 0 | L2: restore current state after asymmetry trial
phase_asymmetry_restore | 1 | 2 | ES2F2 | L2 | asymmetry_search | 3 | 0.3 | 0 | 0 | 117.4881 | 120.7807 | 13.7104 | 13.2479 | -169.3159 | -174.6464 | 9 | 0 | 30 | 35 | TRUE | 0 | L2: restore current state after asymmetry trial
phase_asymmetry_restore | 1 | 2 | ES2F3 | L3 | export_search | 10 | 1 | 17.6283 | 0 | 145.0347 | 124.8263 | 37.4765 | 23.3763 | 30.2724 | 77.7184 | 30 | 0 | 30 | 35 | TRUE | 0 | L2: restore current state after asymmetry trial
phase_asymmetry_search | 1 | 2 | ES2F1 | L1 | export_search | 10 | 1 | 12.5494 | 0 | 87.5271 | 88.2407 | 31.7397 | 29.8768 | -96.0179 | -19.3216 | 30 | 0 | 30 | 35 | TRUE | 0 | L2: asymmetry correction trial
phase_asymmetry_search | 1 | 2 | ES2F2 | L2 | asymmetry_search | 4 | 0.4 | 0 | 0 | 120.7807 | 117.4881 | 13.2479 | 13.7104 | -174.6464 | -169.3159 | 12 | 0 | 30 | 35 | TRUE | 0 | L2: asymmetry correction trial
phase_asymmetry_search | 1 | 2 | ES2F3 | L3 | export_search | 10 | 1 | 17.6283 | 0 | 145.0347 | 124.8263 | 37.4765 | 23.3763 | 30.2724 | 77.7184 | 30 | 0 | 30 | 35 | TRUE | 0 | L2: asymmetry correction trial
phase_asymmetry_restore | 1 | 2 | ES2F1 | L1 | export_search | 10 | 1 | 12.5494 | 0 | 87.5271 | 88.2407 | 31.7397 | 29.8768 | -96.0179 | -19.3216 | 30 | 0 | 30 | 35 | TRUE | 0 | L2: restore current state after asymmetry trial
phase_asymmetry_restore | 1 | 2 | ES2F2 | L2 | asymmetry_search | 3 | 0.3 | 0 | 0 | 117.4881 | 120.7807 | 13.7104 | 13.2479 | -169.3159 | -174.6464 | 9 | 0 | 30 | 35 | TRUE | 0 | L2: restore current state after asymmetry trial
phase_asymmetry_restore | 1 | 2 | ES2F3 | L3 | export_search | 10 | 1 | 17.6283 | 0 | 145.0347 | 124.8263 | 37.4765 | 23.3763 | 30.2724 | 77.7184 | 30 | 0 | 30 | 35 | TRUE | 0 | L2: restore current state after asymmetry trial
phase_asymmetry_search | 1 | 2 | ES2F1 | L1 | export_search | 10 | 1 | 12.5494 | 0 | 87.5271 | 88.2407 | 31.7397 | 29.8768 | -96.0179 | -19.3216 | 30 | 0 | 30 | 35 | TRUE | 0 | L3: asymmetry correction trial
phase_asymmetry_search | 1 | 2 | ES2F2 | L2 | asymmetry_search | 3 | 0.3 | 0 | 0 | 117.4881 | 120.7807 | 13.7104 | 13.2479 | -169.3159 | -174.6464 | 9 | 0 | 30 | 35 | TRUE | 0 | L3: asymmetry correction trial
phase_asymmetry_search | 1 | 2 | ES2F3 | L3 | asymmetry_search | 9 | 0.9 | 0 | 0 | 116.8854 | 115.6615 | 13.2479 | 14.0511 | 73.6284 | 68.135 | 27 | 0 | 30 | 35 | TRUE | 0 | L3: asymmetry correction trial
phase_asymmetry_restore | 1 | 2 | ES2F1 | L1 | export_search | 10 | 1 | 12.5494 | 0 | 87.5271 | 88.2407 | 31.7397 | 29.8768 | -96.0179 | -19.3216 | 30 | 0 | 30 | 35 | TRUE | 0 | L3: restore current state after asymmetry trial
phase_asymmetry_restore | 1 | 2 | ES2F2 | L2 | asymmetry_search | 3 | 0.3 | 0 | 0 | 117.4881 | 120.7807 | 13.7104 | 13.2479 | -169.3159 | -174.6464 | 9 | 0 | 30 | 35 | TRUE | 0 | L3: restore current state after asymmetry trial
phase_asymmetry_restore | 1 | 2 | ES2F3 | L3 | export_search | 10 | 1 | 17.6283 | 0 | 145.0347 | 124.8263 | 37.4765 | 23.3763 | 30.2724 | 77.7184 | 30 | 0 | 30 | 35 | TRUE | 0 | L3: restore current state after asymmetry trial
phase_asymmetry_accept | 1 | 2 | ES2F1 | L1 | export_search | 10 | 1 | 12.5494 | 0 | 87.5271 | 88.2407 | 31.7397 | 29.8768 | -96.0179 | -19.3216 | 30 | 0 | 30 | 35 | TRUE | 0 | accept best asymmetry correction move
phase_asymmetry_accept | 1 | 2 | ES2F2 | L2 | asymmetry_search | 2 | 0.2 | 0 | 0 | 120.7807 | 124.4329 | 13.2479 | 12.991 | -174.6464 | -179.6195 | 6 | 0 | 30 | 35 | TRUE | 0 | accept best asymmetry correction move
phase_asymmetry_accept | 1 | 2 | ES2F3 | L3 | export_search | 10 | 1 | 17.6283 | 0 | 145.0347 | 124.8263 | 37.4765 | 23.3763 | 30.2724 | 77.7184 | 30 | 0 | 30 | 35 | TRUE | 0 | accept best asymmetry correction move
phase_asymmetry_search | 1 | 2 | ES2F1 | L1 | asymmetry_search | 9 | 0.9 | 0 | 0 | 98.1157 | 92.6588 | 12.991 | 16.7772 | -19.9876 | -25.6966 | 27 | 0 | 30 | 35 | TRUE | 0 | L1: asymmetry correction trial
phase_asymmetry_search | 1 | 2 | ES2F2 | L2 | asymmetry_search | 2 | 0.2 | 0 | 0 | 120.7807 | 124.4329 | 13.2479 | 12.991 | -174.6464 | -179.6195 | 6 | 0 | 30 | 35 | TRUE | 0 | L1: asymmetry correction trial
phase_asymmetry_search | 1 | 2 | ES2F3 | L3 | export_search | 10 | 1 | 17.6283 | 0 | 145.0347 | 124.8263 | 37.4765 | 23.3763 | 30.2724 | 77.7184 | 30 | 0 | 30 | 35 | TRUE | 0 | L1: asymmetry correction trial
phase_asymmetry_restore | 1 | 2 | ES2F1 | L1 | export_search | 10 | 1 | 12.5494 | 0 | 87.5271 | 88.2407 | 31.7397 | 29.8768 | -96.0179 | -19.3216 | 30 | 0 | 30 | 35 | TRUE | 0 | L1: restore current state after asymmetry trial
phase_asymmetry_restore | 1 | 2 | ES2F2 | L2 | asymmetry_search | 2 | 0.2 | 0 | 0 | 120.7807 | 124.4329 | 13.2479 | 12.991 | -174.6464 | -179.6195 | 6 | 0 | 30 | 35 | TRUE | 0 | L1: restore current state after asymmetry trial
phase_asymmetry_restore | 1 | 2 | ES2F3 | L3 | export_search | 10 | 1 | 17.6283 | 0 | 145.0347 | 124.8263 | 37.4765 | 23.3763 | 30.2724 | 77.7184 | 30 | 0 | 30 | 35 | TRUE | 0 | L1: restore current state after asymmetry trial
phase_asymmetry_search | 1 | 2 | ES2F1 | L1 | export_search | 10 | 1 | 12.5494 | 0 | 87.5271 | 88.2407 | 31.7397 | 29.8768 | -96.0179 | -19.3216 | 30 | 0 | 30 | 35 | TRUE | 0 | L2: asymmetry correction trial
phase_asymmetry_search | 1 | 2 | ES2F2 | L2 | asymmetry_search | 1 | 0.1 | 0 | 2.4713 | 124.4329 | 128.6681 | 12.991 | 12.9115 | -179.6195 | 175.7359 | 3 | 0 | 30 | 35 | TRUE | 0 | L2: asymmetry correction trial
phase_asymmetry_search | 1 | 2 | ES2F3 | L3 | export_search | 10 | 1 | 17.6283 | 0 | 145.0347 | 124.8263 | 37.4765 | 23.3763 | 30.2724 | 77.7184 | 30 | 0 | 30 | 35 | TRUE | 0 | L2: asymmetry correction trial
phase_asymmetry_restore | 1 | 2 | ES2F1 | L1 | export_search | 10 | 1 | 12.5494 | 0 | 87.5271 | 88.2407 | 31.7397 | 29.8768 | -96.0179 | -19.3216 | 30 | 0 | 30 | 35 | TRUE | 0 | L2: restore current state after asymmetry trial
phase_asymmetry_restore | 1 | 2 | ES2F2 | L2 | asymmetry_search | 2 | 0.2 | 0 | 0 | 120.7807 | 124.4329 | 13.2479 | 12.991 | -174.6464 | -179.6195 | 6 | 0 | 30 | 35 | TRUE | 0 | L2: restore current state after asymmetry trial
phase_asymmetry_restore | 1 | 2 | ES2F3 | L3 | export_search | 10 | 1 | 17.6283 | 0 | 145.0347 | 124.8263 | 37.4765 | 23.3763 | 30.2724 | 77.7184 | 30 | 0 | 30 | 35 | TRUE | 0 | L2: restore current state after asymmetry trial
phase_asymmetry_search | 1 | 2 | ES2F1 | L1 | export_search | 10 | 1 | 12.5494 | 0 | 87.5271 | 88.2407 | 31.7397 | 29.8768 | -96.0179 | -19.3216 | 30 | 0 | 30 | 35 | TRUE | 0 | L2: asymmetry correction trial
phase_asymmetry_search | 1 | 2 | ES2F2 | L2 | asymmetry_search | 3 | 0.3 | 0 | 0 | 124.4329 | 120.7807 | 12.991 | 13.2479 | -179.6195 | -174.6464 | 9 | 0 | 30 | 35 | TRUE | 0 | L2: asymmetry correction trial
phase_asymmetry_search | 1 | 2 | ES2F3 | L3 | export_search | 10 | 1 | 17.6283 | 0 | 145.0347 | 124.8263 | 37.4765 | 23.3763 | 30.2724 | 77.7184 | 30 | 0 | 30 | 35 | TRUE | 0 | L2: asymmetry correction trial
phase_asymmetry_restore | 1 | 2 | ES2F1 | L1 | export_search | 10 | 1 | 12.5494 | 0 | 87.5271 | 88.2407 | 31.7397 | 29.8768 | -96.0179 | -19.3216 | 30 | 0 | 30 | 35 | TRUE | 0 | L2: restore current state after asymmetry trial
phase_asymmetry_restore | 1 | 2 | ES2F2 | L2 | asymmetry_search | 2 | 0.2 | 0 | 0 | 120.7807 | 124.4329 | 13.2479 | 12.991 | -174.6464 | -179.6195 | 6 | 0 | 30 | 35 | TRUE | 0 | L2: restore current state after asymmetry trial
phase_asymmetry_restore | 1 | 2 | ES2F3 | L3 | export_search | 10 | 1 | 17.6283 | 0 | 145.0347 | 124.8263 | 37.4765 | 23.3763 | 30.2724 | 77.7184 | 30 | 0 | 30 | 35 | TRUE | 0 | L2: restore current state after asymmetry trial
phase_asymmetry_search | 1 | 2 | ES2F1 | L1 | export_search | 10 | 1 | 12.5494 | 0 | 87.5271 | 88.2407 | 31.7397 | 29.8768 | -96.0179 | -19.3216 | 30 | 0 | 30 | 35 | TRUE | 0 | L3: asymmetry correction trial
phase_asymmetry_search | 1 | 2 | ES2F2 | L2 | asymmetry_search | 2 | 0.2 | 0 | 0 | 120.7807 | 124.4329 | 13.2479 | 12.991 | -174.6464 | -179.6195 | 6 | 0 | 30 | 35 | TRUE | 0 | L3: asymmetry correction trial
phase_asymmetry_search | 1 | 2 | ES2F3 | L3 | asymmetry_search | 9 | 0.9 | 0 | 0 | 115.7465 | 114.507 | 12.991 | 13.7189 | 72.977 | 67.4328 | 27 | 0 | 30 | 35 | TRUE | 0 | L3: asymmetry correction trial
phase_asymmetry_restore | 1 | 2 | ES2F1 | L1 | export_search | 10 | 1 | 12.5494 | 0 | 87.5271 | 88.2407 | 31.7397 | 29.8768 | -96.0179 | -19.3216 | 30 | 0 | 30 | 35 | TRUE | 0 | L3: restore current state after asymmetry trial
phase_asymmetry_restore | 1 | 2 | ES2F2 | L2 | asymmetry_search | 2 | 0.2 | 0 | 0 | 120.7807 | 124.4329 | 13.2479 | 12.991 | -174.6464 | -179.6195 | 6 | 0 | 30 | 35 | TRUE | 0 | L3: restore current state after asymmetry trial
phase_asymmetry_restore | 1 | 2 | ES2F3 | L3 | export_search | 10 | 1 | 17.6283 | 0 | 145.0347 | 124.8263 | 37.4765 | 23.3763 | 30.2724 | 77.7184 | 30 | 0 | 30 | 35 | TRUE | 0 | L3: restore current state after asymmetry trial
phase_export_restore | 2 | 2 | ES2F1 | L1 | export_search_start | 10 | 1 | 0 | 0 | 98.1157 | 98.1157 | 12.991 | 12.991 | -19.9876 | -19.9876 | 30 | 0 | 30 | 35 | TRUE | 0 | L1: no export to reduce
phase_export_restore | 2 | 2 | ES2F2 | L2 | asymmetry_search | 2 | 0.2 | 0 | 0 | 120.7807 | 124.4329 | 13.2479 | 12.991 | -174.6464 | -179.6195 | 6 | 0 | 30 | 35 | TRUE | 0 | L1: no export to reduce
phase_export_restore | 2 | 2 | ES2F3 | L3 | export_search | 10 | 1 | 17.6283 | 0 | 145.0347 | 124.8263 | 37.4765 | 23.3763 | 30.2724 | 77.7184 | 30 | 0 | 30 | 35 | TRUE | 0 | L1: no export to reduce
phase_export_restore | 2 | 2 | ES2F1 | L1 | export_search_start | 10 | 1 | 0 | 0 | 98.1157 | 98.1157 | 12.991 | 12.991 | -19.9876 | -19.9876 | 30 | 0 | 30 | 35 | TRUE | 0 | L2: no export to reduce
phase_export_restore | 2 | 2 | ES2F2 | L2 | export_search_start | 2 | 0.2 | 0 | 0 | 124.4329 | 124.4329 | 12.991 | 12.991 | -179.6195 | -179.6195 | 6 | 0 | 30 | 35 | TRUE | 0 | L2: no export to reduce
phase_export_restore | 2 | 2 | ES2F3 | L3 | export_search | 10 | 1 | 17.6283 | 0 | 145.0347 | 124.8263 | 37.4765 | 23.3763 | 30.2724 | 77.7184 | 30 | 0 | 30 | 35 | TRUE | 0 | L2: no export to reduce
phase_export_restore | 2 | 2 | ES2F1 | L1 | export_search_start | 10 | 1 | 0 | 0 | 98.1157 | 98.1157 | 12.991 | 12.991 | -19.9876 | -19.9876 | 30 | 0 | 30 | 35 | TRUE | 0 | L3: no export to reduce
phase_export_restore | 2 | 2 | ES2F2 | L2 | export_search_start | 2 | 0.2 | 0 | 0 | 124.4329 | 124.4329 | 12.991 | 12.991 | -179.6195 | -179.6195 | 6 | 0 | 30 | 35 | TRUE | 0 | L3: no export to reduce
phase_export_restore | 2 | 2 | ES2F3 | L3 | export_search_start | 10 | 1 | 0 | 0 | 115.7465 | 115.7465 | 12.991 | 12.991 | 72.977 | 72.977 | 30 | 0 | 30 | 35 | TRUE | 0 | L3: no export to reduce
phase_asymmetry_search | 2 | 2 | ES2F1 | L1 | asymmetry_search | 9 | 0.9 | 0 | 0 | 98.1157 | 92.6588 | 12.991 | 16.7772 | -19.9876 | -25.6966 | 27 | 0 | 30 | 35 | TRUE | 0 | L1: asymmetry correction trial
phase_asymmetry_search | 2 | 2 | ES2F2 | L2 | export_search_start | 2 | 0.2 | 0 | 0 | 124.4329 | 124.4329 | 12.991 | 12.991 | -179.6195 | -179.6195 | 6 | 0 | 30 | 35 | TRUE | 0 | L1: asymmetry correction trial
phase_asymmetry_search | 2 | 2 | ES2F3 | L3 | export_search_start | 10 | 1 | 0 | 0 | 115.7465 | 115.7465 | 12.991 | 12.991 | 72.977 | 72.977 | 30 | 0 | 30 | 35 | TRUE | 0 | L1: asymmetry correction trial
phase_asymmetry_restore | 2 | 2 | ES2F1 | L1 | export_search_start | 10 | 1 | 0 | 0 | 98.1157 | 98.1157 | 12.991 | 12.991 | -19.9876 | -19.9876 | 30 | 0 | 30 | 35 | TRUE | 0 | L1: restore current state after asymmetry trial
phase_asymmetry_restore | 2 | 2 | ES2F2 | L2 | export_search_start | 2 | 0.2 | 0 | 0 | 124.4329 | 124.4329 | 12.991 | 12.991 | -179.6195 | -179.6195 | 6 | 0 | 30 | 35 | TRUE | 0 | L1: restore current state after asymmetry trial
phase_asymmetry_restore | 2 | 2 | ES2F3 | L3 | export_search_start | 10 | 1 | 0 | 0 | 115.7465 | 115.7465 | 12.991 | 12.991 | 72.977 | 72.977 | 30 | 0 | 30 | 35 | TRUE | 0 | L1: restore current state after asymmetry trial
phase_asymmetry_search | 2 | 2 | ES2F1 | L1 | export_search_start | 10 | 1 | 0 | 0 | 98.1157 | 98.1157 | 12.991 | 12.991 | -19.9876 | -19.9876 | 30 | 0 | 30 | 35 | TRUE | 0 | L2: asymmetry correction trial
phase_asymmetry_search | 2 | 2 | ES2F2 | L2 | asymmetry_search | 1 | 0.1 | 0 | 2.4713 | 124.4329 | 128.6681 | 12.991 | 12.9115 | -179.6195 | 175.7359 | 3 | 0 | 30 | 35 | TRUE | 0 | L2: asymmetry correction trial
phase_asymmetry_search | 2 | 2 | ES2F3 | L3 | export_search_start | 10 | 1 | 0 | 0 | 115.7465 | 115.7465 | 12.991 | 12.991 | 72.977 | 72.977 | 30 | 0 | 30 | 35 | TRUE | 0 | L2: asymmetry correction trial
phase_asymmetry_restore | 2 | 2 | ES2F1 | L1 | export_search_start | 10 | 1 | 0 | 0 | 98.1157 | 98.1157 | 12.991 | 12.991 | -19.9876 | -19.9876 | 30 | 0 | 30 | 35 | TRUE | 0 | L2: restore current state after asymmetry trial
phase_asymmetry_restore | 2 | 2 | ES2F2 | L2 | export_search_start | 2 | 0.2 | 0 | 0 | 124.4329 | 124.4329 | 12.991 | 12.991 | -179.6195 | -179.6195 | 6 | 0 | 30 | 35 | TRUE | 0 | L2: restore current state after asymmetry trial
phase_asymmetry_restore | 2 | 2 | ES2F3 | L3 | export_search_start | 10 | 1 | 0 | 0 | 115.7465 | 115.7465 | 12.991 | 12.991 | 72.977 | 72.977 | 30 | 0 | 30 | 35 | TRUE | 0 | L2: restore current state after asymmetry trial
phase_asymmetry_search | 2 | 2 | ES2F1 | L1 | export_search_start | 10 | 1 | 0 | 0 | 98.1157 | 98.1157 | 12.991 | 12.991 | -19.9876 | -19.9876 | 30 | 0 | 30 | 35 | TRUE | 0 | L2: asymmetry correction trial
phase_asymmetry_search | 2 | 2 | ES2F2 | L2 | asymmetry_search | 3 | 0.3 | 0 | 0 | 124.4329 | 120.7807 | 12.991 | 13.2479 | -179.6195 | -174.6464 | 9 | 0 | 30 | 35 | TRUE | 0 | L2: asymmetry correction trial
phase_asymmetry_search | 2 | 2 | ES2F3 | L3 | export_search_start | 10 | 1 | 0 | 0 | 115.7465 | 115.7465 | 12.991 | 12.991 | 72.977 | 72.977 | 30 | 0 | 30 | 35 | TRUE | 0 | L2: asymmetry correction trial
phase_asymmetry_restore | 2 | 2 | ES2F1 | L1 | export_search_start | 10 | 1 | 0 | 0 | 98.1157 | 98.1157 | 12.991 | 12.991 | -19.9876 | -19.9876 | 30 | 0 | 30 | 35 | TRUE | 0 | L2: restore current state after asymmetry trial
phase_asymmetry_restore | 2 | 2 | ES2F2 | L2 | export_search_start | 2 | 0.2 | 0 | 0 | 124.4329 | 124.4329 | 12.991 | 12.991 | -179.6195 | -179.6195 | 6 | 0 | 30 | 35 | TRUE | 0 | L2: restore current state after asymmetry trial
phase_asymmetry_restore | 2 | 2 | ES2F3 | L3 | export_search_start | 10 | 1 | 0 | 0 | 115.7465 | 115.7465 | 12.991 | 12.991 | 72.977 | 72.977 | 30 | 0 | 30 | 35 | TRUE | 0 | L2: restore current state after asymmetry trial
phase_asymmetry_search | 2 | 2 | ES2F1 | L1 | export_search_start | 10 | 1 | 0 | 0 | 98.1157 | 98.1157 | 12.991 | 12.991 | -19.9876 | -19.9876 | 30 | 0 | 30 | 35 | TRUE | 0 | L3: asymmetry correction trial
phase_asymmetry_search | 2 | 2 | ES2F2 | L2 | export_search_start | 2 | 0.2 | 0 | 0 | 124.4329 | 124.4329 | 12.991 | 12.991 | -179.6195 | -179.6195 | 6 | 0 | 30 | 35 | TRUE | 0 | L3: asymmetry correction trial
phase_asymmetry_search | 2 | 2 | ES2F3 | L3 | asymmetry_search | 9 | 0.9 | 0 | 0 | 115.7465 | 114.507 | 12.991 | 13.7189 | 72.977 | 67.4328 | 27 | 0 | 30 | 35 | TRUE | 0 | L3: asymmetry correction trial
phase_asymmetry_restore | 2 | 2 | ES2F1 | L1 | export_search_start | 10 | 1 | 0 | 0 | 98.1157 | 98.1157 | 12.991 | 12.991 | -19.9876 | -19.9876 | 30 | 0 | 30 | 35 | TRUE | 0 | L3: restore current state after asymmetry trial
phase_asymmetry_restore | 2 | 2 | ES2F2 | L2 | export_search_start | 2 | 0.2 | 0 | 0 | 124.4329 | 124.4329 | 12.991 | 12.991 | -179.6195 | -179.6195 | 6 | 0 | 30 | 35 | TRUE | 0 | L3: restore current state after asymmetry trial
phase_asymmetry_restore | 2 | 2 | ES2F3 | L3 | export_search_start | 10 | 1 | 0 | 0 | 115.7465 | 115.7465 | 12.991 | 12.991 | 72.977 | 72.977 | 30 | 0 | 30 | 35 | TRUE | 0 | L3: restore current state after asymmetry trial
phase_export_restore | 3 | 2 | ES2F1 | L1 | export_search_start | 10 | 1 | 0 | 0 | 98.1157 | 98.1157 | 12.991 | 12.991 | -19.9876 | -19.9876 | 30 | 0 | 30 | 35 | TRUE | 0 | L1: no export to reduce
phase_export_restore | 3 | 2 | ES2F2 | L2 | export_search_start | 2 | 0.2 | 0 | 0 | 124.4329 | 124.4329 | 12.991 | 12.991 | -179.6195 | -179.6195 | 6 | 0 | 30 | 35 | TRUE | 0 | L1: no export to reduce
phase_export_restore | 3 | 2 | ES2F3 | L3 | export_search_start | 10 | 1 | 0 | 0 | 115.7465 | 115.7465 | 12.991 | 12.991 | 72.977 | 72.977 | 30 | 0 | 30 | 35 | TRUE | 0 | L1: no export to reduce
phase_export_restore | 3 | 2 | ES2F1 | L1 | export_search_start | 10 | 1 | 0 | 0 | 98.1157 | 98.1157 | 12.991 | 12.991 | -19.9876 | -19.9876 | 30 | 0 | 30 | 35 | TRUE | 0 | L2: no export to reduce
phase_export_restore | 3 | 2 | ES2F2 | L2 | export_search_start | 2 | 0.2 | 0 | 0 | 124.4329 | 124.4329 | 12.991 | 12.991 | -179.6195 | -179.6195 | 6 | 0 | 30 | 35 | TRUE | 0 | L2: no export to reduce
phase_export_restore | 3 | 2 | ES2F3 | L3 | export_search_start | 10 | 1 | 0 | 0 | 115.7465 | 115.7465 | 12.991 | 12.991 | 72.977 | 72.977 | 30 | 0 | 30 | 35 | TRUE | 0 | L2: no export to reduce
phase_export_restore | 3 | 2 | ES2F1 | L1 | export_search_start | 10 | 1 | 0 | 0 | 98.1157 | 98.1157 | 12.991 | 12.991 | -19.9876 | -19.9876 | 30 | 0 | 30 | 35 | TRUE | 0 | L3: no export to reduce
phase_export_restore | 3 | 2 | ES2F2 | L2 | export_search_start | 2 | 0.2 | 0 | 0 | 124.4329 | 124.4329 | 12.991 | 12.991 | -179.6195 | -179.6195 | 6 | 0 | 30 | 35 | TRUE | 0 | L3: no export to reduce
phase_export_restore | 3 | 2 | ES2F3 | L3 | export_search_start | 10 | 1 | 0 | 0 | 115.7465 | 115.7465 | 12.991 | 12.991 | 72.977 | 72.977 | 30 | 0 | 30 | 35 | TRUE | 0 | L3: no export to reduce
phase_asymmetry_search | 3 | 2 | ES2F1 | L1 | asymmetry_search | 9 | 0.9 | 0 | 0 | 98.1157 | 92.6588 | 12.991 | 16.7772 | -19.9876 | -25.6966 | 27 | 0 | 30 | 35 | TRUE | 0 | L1: asymmetry correction trial
phase_asymmetry_search | 3 | 2 | ES2F2 | L2 | export_search_start | 2 | 0.2 | 0 | 0 | 124.4329 | 124.4329 | 12.991 | 12.991 | -179.6195 | -179.6195 | 6 | 0 | 30 | 35 | TRUE | 0 | L1: asymmetry correction trial
phase_asymmetry_search | 3 | 2 | ES2F3 | L3 | export_search_start | 10 | 1 | 0 | 0 | 115.7465 | 115.7465 | 12.991 | 12.991 | 72.977 | 72.977 | 30 | 0 | 30 | 35 | TRUE | 0 | L1: asymmetry correction trial
phase_asymmetry_restore | 3 | 2 | ES2F1 | L1 | export_search_start | 10 | 1 | 0 | 0 | 98.1157 | 98.1157 | 12.991 | 12.991 | -19.9876 | -19.9876 | 30 | 0 | 30 | 35 | TRUE | 0 | L1: restore current state after asymmetry trial
phase_asymmetry_restore | 3 | 2 | ES2F2 | L2 | export_search_start | 2 | 0.2 | 0 | 0 | 124.4329 | 124.4329 | 12.991 | 12.991 | -179.6195 | -179.6195 | 6 | 0 | 30 | 35 | TRUE | 0 | L1: restore current state after asymmetry trial
phase_asymmetry_restore | 3 | 2 | ES2F3 | L3 | export_search_start | 10 | 1 | 0 | 0 | 115.7465 | 115.7465 | 12.991 | 12.991 | 72.977 | 72.977 | 30 | 0 | 30 | 35 | TRUE | 0 | L1: restore current state after asymmetry trial
phase_asymmetry_search | 3 | 2 | ES2F1 | L1 | export_search_start | 10 | 1 | 0 | 0 | 98.1157 | 98.1157 | 12.991 | 12.991 | -19.9876 | -19.9876 | 30 | 0 | 30 | 35 | TRUE | 0 | L2: asymmetry correction trial
phase_asymmetry_search | 3 | 2 | ES2F2 | L2 | asymmetry_search | 1 | 0.1 | 0 | 2.4713 | 124.4329 | 128.6681 | 12.991 | 12.9115 | -179.6195 | 175.7359 | 3 | 0 | 30 | 35 | TRUE | 0 | L2: asymmetry correction trial
phase_asymmetry_search | 3 | 2 | ES2F3 | L3 | export_search_start | 10 | 1 | 0 | 0 | 115.7465 | 115.7465 | 12.991 | 12.991 | 72.977 | 72.977 | 30 | 0 | 30 | 35 | TRUE | 0 | L2: asymmetry correction trial
phase_asymmetry_restore | 3 | 2 | ES2F1 | L1 | export_search_start | 10 | 1 | 0 | 0 | 98.1157 | 98.1157 | 12.991 | 12.991 | -19.9876 | -19.9876 | 30 | 0 | 30 | 35 | TRUE | 0 | L2: restore current state after asymmetry trial
phase_asymmetry_restore | 3 | 2 | ES2F2 | L2 | export_search_start | 2 | 0.2 | 0 | 0 | 124.4329 | 124.4329 | 12.991 | 12.991 | -179.6195 | -179.6195 | 6 | 0 | 30 | 35 | TRUE | 0 | L2: restore current state after asymmetry trial
phase_asymmetry_restore | 3 | 2 | ES2F3 | L3 | export_search_start | 10 | 1 | 0 | 0 | 115.7465 | 115.7465 | 12.991 | 12.991 | 72.977 | 72.977 | 30 | 0 | 30 | 35 | TRUE | 0 | L2: restore current state after asymmetry trial
phase_asymmetry_search | 3 | 2 | ES2F1 | L1 | export_search_start | 10 | 1 | 0 | 0 | 98.1157 | 98.1157 | 12.991 | 12.991 | -19.9876 | -19.9876 | 30 | 0 | 30 | 35 | TRUE | 0 | L2: asymmetry correction trial
phase_asymmetry_search | 3 | 2 | ES2F2 | L2 | asymmetry_search | 3 | 0.3 | 0 | 0 | 124.4329 | 120.7807 | 12.991 | 13.2479 | -179.6195 | -174.6464 | 9 | 0 | 30 | 35 | TRUE | 0 | L2: asymmetry correction trial
phase_asymmetry_search | 3 | 2 | ES2F3 | L3 | export_search_start | 10 | 1 | 0 | 0 | 115.7465 | 115.7465 | 12.991 | 12.991 | 72.977 | 72.977 | 30 | 0 | 30 | 35 | TRUE | 0 | L2: asymmetry correction trial
phase_asymmetry_restore | 3 | 2 | ES2F1 | L1 | export_search_start | 10 | 1 | 0 | 0 | 98.1157 | 98.1157 | 12.991 | 12.991 | -19.9876 | -19.9876 | 30 | 0 | 30 | 35 | TRUE | 0 | L2: restore current state after asymmetry trial
phase_asymmetry_restore | 3 | 2 | ES2F2 | L2 | export_search_start | 2 | 0.2 | 0 | 0 | 124.4329 | 124.4329 | 12.991 | 12.991 | -179.6195 | -179.6195 | 6 | 0 | 30 | 35 | TRUE | 0 | L2: restore current state after asymmetry trial
phase_asymmetry_restore | 3 | 2 | ES2F3 | L3 | export_search_start | 10 | 1 | 0 | 0 | 115.7465 | 115.7465 | 12.991 | 12.991 | 72.977 | 72.977 | 30 | 0 | 30 | 35 | TRUE | 0 | L2: restore current state after asymmetry trial
phase_asymmetry_search | 3 | 2 | ES2F1 | L1 | export_search_start | 10 | 1 | 0 | 0 | 98.1157 | 98.1157 | 12.991 | 12.991 | -19.9876 | -19.9876 | 30 | 0 | 30 | 35 | TRUE | 0 | L3: asymmetry correction trial
phase_asymmetry_search | 3 | 2 | ES2F2 | L2 | export_search_start | 2 | 0.2 | 0 | 0 | 124.4329 | 124.4329 | 12.991 | 12.991 | -179.6195 | -179.6195 | 6 | 0 | 30 | 35 | TRUE | 0 | L3: asymmetry correction trial
phase_asymmetry_search | 3 | 2 | ES2F3 | L3 | asymmetry_search | 9 | 0.9 | 0 | 0 | 115.7465 | 114.507 | 12.991 | 13.7189 | 72.977 | 67.4328 | 27 | 0 | 30 | 35 | TRUE | 0 | L3: asymmetry correction trial
phase_asymmetry_restore | 3 | 2 | ES2F1 | L1 | export_search_start | 10 | 1 | 0 | 0 | 98.1157 | 98.1157 | 12.991 | 12.991 | -19.9876 | -19.9876 | 30 | 0 | 30 | 35 | TRUE | 0 | L3: restore current state after asymmetry trial
phase_asymmetry_restore | 3 | 2 | ES2F2 | L2 | export_search_start | 2 | 0.2 | 0 | 0 | 124.4329 | 124.4329 | 12.991 | 12.991 | -179.6195 | -179.6195 | 6 | 0 | 30 | 35 | TRUE | 0 | L3: restore current state after asymmetry trial
phase_asymmetry_restore | 3 | 2 | ES2F3 | L3 | export_search_start | 10 | 1 | 0 | 0 | 115.7465 | 115.7465 | 12.991 | 12.991 | 72.977 | 72.977 | 30 | 0 | 30 | 35 | TRUE | 0 | L3: restore current state after asymmetry trial

## branch_losses
branch | P_loss_kW | Q_loss_kvar | loading_percent
Ln1.2 | 1.6712 | 0.52503 | 58.4192
Ln100.101 | 0.0018102 | 0.0005687 | 3.4154
Ln101.108 | 0.00053617 | 0.00016844 | 4.1579
Ln105.106 | 0.00037427 | 1.8504e-05 | 3.9541
Ln105.107 | 0.0021622 | 0.0001069 | 6.7484
Ln108.110 | 0.00035528 | 1.7566e-05 | 3.2616
Ln108.114 | 0.0010103 | 4.9952e-05 | 4.7127
Ln109.113 | 0.0022701 | 0.00011224 | 10.6728
Ln109.116 | 0.0010086 | 4.9867e-05 | 4.7259
Ln111.112 | 0.0021017 | 0.00010391 | 6.7106
Ln111.115 | 0.0034842 | 0.00017226 | 9.4078
Ln14.15 | 0.64233 | 0.20179 | 73.0681
Ln14.19 | 0.0044109 | 0.0013857 | 12.6465
Ln15.16 | 0.0021727 | 0.00068257 | 7.7369
Ln15.28 | 0.54478 | 0.17115 | 69.0249
Ln16.17 | 0.00096455 | 0.00030302 | 5.9365
Ln16.37 | 0.0022475 | 0.00011112 | 7.1436
Ln17.18 | 0.00061842 | 0.00019428 | 3.9855
Ln17.31 | 0.00073925 | 0.00023224 | 4.2426
Ln18.36 | 0.00061842 | 0.00019428 | 3.9855
Ln19.20 | 0.0027796 | 0.00087323 | 8.3135
Ln19.21 | 0.0016795 | 8.3039e-05 | 7.5857
Ln2.3 | 0.00094268 | 0.00029615 | 3.8609
Ln2.4 | 0.94519 | 0.29694 | 88.365
Ln20.22 | 0.00088423 | 0.00027779 | 4.482
Ln20.23 | 0.00076258 | 0.00023957 | 4.4387
Ln22.25 | 0.00037958 | 1.8767e-05 | 4.229
Ln22.33 | 0.0037309 | 0.00018446 | 9.8792
Ln23.24 | 0.00049052 | 0.0001541 | 4.8448
Ln23.26 | 0.0022334 | 0.00011042 | 7.19
Ln24.27 | 0.00049052 | 0.0001541 | 4.8448
Ln27.29 | 0.00037993 | 1.8784e-05 | 4.2315
Ln27.30 | 0.00037993 | 1.8784e-05 | 4.2315
Ln28.32 | 0.48502 | 0.15237 | 66.0298
Ln28.49 | 0.0019124 | 0.00060081 | 5.6854
Ln3.10 | 0.00107 | 5.2902e-05 | 5.1283
Ln3.5 | 0.0074879 | 0.00037021 | 9.5456
Ln31.34 | 0.00036954 | 1.827e-05 | 3.339
Ln31.39 | 0.0010399 | 5.1412e-05 | 4.9005
Ln32.35 | 0.43503 | 0.13667 | 63.0738
Ln32.46 | 0.0010764 | 0.00033817 | 4.0173
Ln35.38 | 0.047692 | 0.014983 | 19.4198
Ln35.48 | 0.2065 | 0.064874 | 43.6627
Ln36.40 | 0.0036766 | 0.00018177 | 9.7947
Ln36.42 | 0.0010392 | 5.1379e-05 | 4.8988
Ln38.41 | 0.039498 | 0.012409 | 15.5865
Ln38.44 | 0.00092544 | 0.00029074 | 5.0224
Ln4.6 | 0.0028978 | 0.00091038 | 9.6665
Ln4.8 | 0.498 | 0.15645 | 82.546
Ln41.43 | 0.039892 | 0.012533 | 15.2844
Ln41.45 | 0.00012033 | 3.7801e-05 | 2.3346
Ln43.52 | 0.00012014 | 3.7742e-05 | 2.3357
Ln43.53 | 0.040909 | 0.012852 | 15.4721
Ln44.47 | 0.00037343 | 1.8463e-05 | 4.0695
Ln44.50 | 0.0016362 | 8.0896e-05 | 7.5208
Ln48.51 | 0.1741 | 0.054696 | 40.7255
Ln48.54 | 0.00053207 | 0.00016715 | 3.9634
Ln51.58 | 0.13873 | 0.043584 | 36.0932
Ln51.61 | 0.0018079 | 0.00056798 | 5.6899
Ln53.55 | 0.024261 | 0.007622 | 12.8353
Ln53.76 | 0.0011523 | 0.00036201 | 5.5581
Ln55.56 | 0.000716 | 0.00022494 | 4.3297
Ln55.59 | 0.02888 | 0.0090729 | 12.6892
Ln56.57 | 0.0010129 | 5.0079e-05 | 4.7446
Ln56.67 | 0.00035536 | 1.7569e-05 | 3.4172
Ln58.60 | 0.0022389 | 0.00011069 | 6.8556
Ln58.68 | 0.1232 | 0.038704 | 33.1751
Ln59.63 | 0.0036623 | 0.0011506 | 9.1222
Ln59.65 | 0.0060808 | 0.0019104 | 6.4271
Ln6.13 | 0.0023764 | 0.00011749 | 7.1934
Ln6.7 | 0.0082651 | 0.00040864 | 10.1501
Ln61.62 | 0.0036321 | 0.00017958 | 9.6069
Ln61.64 | 0.000373 | 1.8442e-05 | 4.0503
Ln63.66 | 0.0036625 | 0.00018108 | 9.7102
Ln63.72 | 0.0022665 | 0.00011206 | 6.9104
Ln65.69 | 0.0018089 | 0.00056828 | 3.571
Ln65.78 | 0.0036725 | 0.0011538 | 9.1269
Ln68.71 | 0.097206 | 0.030538 | 30.2957
Ln68.97 | 0.00088078 | 0.00027671 | 5.7816
Ln69.70 | 0.00028991 | 9.1078e-05 | 1.6155
Ln69.75 | 0.00032611 | 0.00010245 | 2.7158
Ln70.77 | 0.00011449 | 3.5968e-05 | 1.9667
Ln71.73 | 0.00038149 | 0.00011985 | 4.2294
Ln71.74 | 0.084558 | 0.026565 | 26.8853
Ln74.79 | 0.084186 | 0.026448 | 26.5216
Ln74.83 | 9.0507e-05 | 2.8434e-05 | 2.2668
Ln78.80 | 0.002275 | 0.00011248 | 6.9102
Ln78.81 | 0.0036696 | 0.00018143 | 9.7143
Ln79.82 | 0.046556 | 0.014626 | 20.408
Ln79.98 | 0.0018474 | 0.00058036 | 7.4495
Ln8.14 | 0.80582 | 0.25316 | 83.3653
Ln8.9 | 0.0013251 | 0.00041631 | 5.332
Ln82.84 | 0.0012277 | 0.0003857 | 8.1908
Ln82.85 | 0.02514 | 0.007898 | 14.3563
Ln84.87 | 0.0021448 | 0.00010604 | 6.7219
Ln84.95 | 0.0015481 | 7.6542e-05 | 8.6445
Ln85.86 | 0.024429 | 0.0076744 | 13.9114
Ln85.88 | 9.0829e-05 | 2.8535e-05 | 2.2517
Ln86.89 | 0.024429 | 0.0076745 | 13.9114
Ln89.111 | 0.002582 | 0.00081117 | 8.8242
Ln89.90 | 0.009374 | 0.0029449 | 8.3213
Ln9.11 | 0.00038352 | 1.8962e-05 | 4.297
Ln9.12 | 0.0010558 | 5.2201e-05 | 5.0171
Ln90.91 | 0.00040534 | 0.00012734 | 4.1527
Ln90.92 | 0.0065425 | 0.0020554 | 7.3221
Ln91.102 | 0.00035343 | 1.7474e-05 | 3.2484
Ln91.93 | 0.0020479 | 0.00010125 | 6.7079
Ln92.94 | 0.00038537 | 0.00012107 | 3.9747
Ln92.99 | 0.005435 | 0.0017074 | 6.7073
Ln94.104 | 0.0033871 | 0.00016746 | 9.4059
Ln94.96 | 0.0010067 | 4.9774e-05 | 4.7059
Ln98.103 | 0.0021627 | 0.00010693 | 6.748
Ln98.105 | 0.00044546 | 0.00013994 | 3.9794
Ln99.100 | 0.0018102 | 0.0005687 | 3.4154
Ln99.109 | 0.0006592 | 0.00020709 | 4.8197

## indicators
Umax_pu | Umin_pu | Udev_mean_pu | Udev_max_pu | Fcelu_1_Udev_rms_1_00 | Fcelu_1_Udev_rms_1_05 | dU_phase_max_pu | kU2_max_percent | alpha0_mean | alpha0_max | alpha2_mean | alpha2_max | Fcelu_3_weighted | I_tr_L1_A | I_tr_L2_A | I_tr_L3_A | I_unbalance_tr_percent | I_neutral_A | P_tr_L1_kW | P_tr_L2_kW | P_tr_L3_kW | P_export_total_kW | P_import_total_kW | P_loss_total_kW | Q_pv_abs_sum_kvar | P_storage_L1_kW | P_storage_L2_kW | P_storage_L3_kW | P_storage_total_kW | Q_loss_total_kvar | Q_pv_total_kvar | P_pv_total_kW | Q_storage_total_kvar | Fcelu_2_A | objective_profile | J_used_total | J_used_component_1 | J_used_component_2 | J_used_component_3 | J_used_component_4 | J_used_component_5 | constraint_violations
1.0781 | 1.018 | 0.040581 | 0.078095 | 0.044279 | 0.020064 | 0.058754 | 3.5591 | 0.0045642 | 0.0073777 | 0.023226 | 0.035591 | 0.016008 | 98.1157 | 124.4329 | 115.7465 | 12.991 | 76.3295 | -15.2076 | -0.058356 | -6.182 | 0 | 21.448 | 7.4412 | 42.6046 | 30 | 6 | 30 | 66 | 2.3153 | -42.6046 | 142 | 0 | 76.3295 | transformer_flow |  | local_export_reduction | local_current_asymmetry_reduction | implicit_voltage_limits